## rigs
cat2 | cat1 | cat0 | assembly | subtotal | part name | Qty | Price ea, $ | url | vendor | catalog # | pic | lead time | extra info | Notes
General Settings :
|  | Root pictures' folder : |  |  | File:////C:\Users\nikit\Dropbox_max\rnd\microframe\pics\
|  | Template for the file hyperlink: |  |  | HYPERLINK(rigs!$E$3&"", "") | [8 empty] | To turn it into a valid hyperlink, fill the space in between the quotation marks and add "=".
|  | Example of referring to a file: |  |  | N20X-PFH.jpg
| TODO |  |  |  | ?add a type column (optics, opto-mech, etc)?; ?Cat (Category) / Class / Descriptor? ; "units column"
|  |  | duke-2p-scanner < |  |  |  | 0
Pre-rig
Upper kinematic
Scanner
Detection
Stage
Behavior
Stimulation
|  |  | > |  | slm-ChR2 stim
|  |  | 2p-microscope 1 < |  |  |  | #REF!
|  | pre-rig |  |  | pre-rig assembly 1 < | 1 | 2008.48
|  | Vertical Kinematics |  |  | vertical kinematics 1 < | 1 | 1208.3 | [6 empty] | todo: ER rodes might be wrong
|  | Scanner |  |  | scanner 1 < | 1 | 8664.13
|  | Detection-primary |  |  | 0 | 1 | 0 | [6 empty] | TODO: optimize lenses, filter and the dichroic
|  | Detection-secondary |  |  | Single 2ry channel asmbly < | 1 | 5420.22 | [6 empty] | TODO: optimize lenses, filter and the dichroic
|  | Detection-shutter |  |  | objective shutter, Uniblitz VS25-based, v1 < | 1 | 985
|  | Stage |  |  | DIY, acrylic < | 1 | 1552.16 | [6 empty] | IR illumination is likely incorrect
|  | stage-motion |  |  | 3 1-axis DIY, micrometer based stages < | 1 | 2494.5402
|  | Beh im |  |  | Grasshopper3NIR, singlet lens focusing 1 < | 1 | 2091.64 | [6 empty] | todo: filtes, IR illumination,
|  | experiments |  |  |  | 1
|  | slm-ChR2 stim |  |  |  | 1
|  | extra stuff, not in design |  |  | Extra stuff < | 1 | 0 | [6 empty] | the total price will depend on what is decided to include in the order…
[5 empty] | #REF! | 1 | #REF!
[5 empty] | #REF! | 1 | #REF!
[5 empty] | Plössl-type 50mm scan lens < | 1 | 235.52
[5 empty] | 50mm FL, Ø30 Achromat Doublet, w/o XY adjustment < | 1 | 140.15
|  |  | > |  | AC508-300-B - f=300.0 mm, Ø2" Achromatic Doublet, ARC: 650-1050 nm | 1 | 134.64
|  |  | consider swapping all the protected silver mirrors with Ultrafast-enhanced silver mirrors: | [10 empty] | UM10-AG - Ø1" Ultrafast-Enhanced Silver Mirror, 750 - 1000 nm
they offer lower (specified) dispertion and 3% higher reflectance
extra2 <
[5 empty] | extra2 < | 1 | 0
|  |  | > |  | extra3 < | 1 | 0
extra3 <
|  |  | > |  | extra4 < | 1 | 0
|  |  | 2p-microscope 2 < | 44784.9902
pre-rig < |  |  |  | 4880.49
[5 empty] | laser telescope 2 < | 1 | 530.68 |  |  |  | telescope_asmbly1.png
[5 empty] | precision pinhole < | 1 | 269.32 |  |  |  | mounted_precision-pinhole_50um_xy-mount.png
[5 empty] | power meter with display 1-asmbly for attenuator < | 1 | 1883.47 |  |  |  | power meter-attenuator asmbly.png
[5 empty] | half-waveplate + Glan-polarizer diy 1 < | 1 | 1894.95 |  |  |  | power-controller-4_v4-b.png
> |  |  |  |  | rig shutter, 5W beam block, diy3 < | 1 | 302.07 |  |  |  | 0
Vertical Kinematics < |  |  |  | 949.14
[5 empty] | 12"x18" vertical board < | 1 | 313.46 |  |  |  | 12inx18in vertical board.png
> |  |  |  |  | periscope 2 arms -1 < | 1 | 635.68 |  |  |  | periscope_2arms-1_v5.png
Scanner, x-y-z <
|  | parabolic-mirror galvo conjugation asmbly < |  | 6238.13
[5 empty] | galvo-parbolic-conjugate-system, unmounted < | 1 | 5922.27
|  | > |  |  | galvo-parbolic-conjugate-system mount < | 1 | 315.86
|  | ETL z-scanner <> |  |  | ETL mounted z-scanner 1 < | 1 | 2236.49
|  | scan-tube lens assembly < |  | 1322.62
[5 empty] | Plössl-type 40mm scan lens < | 1 | 283.3
[5 empty] | Mounted 250mm tube lens, AC508-250-B + CXY2 < | 1 | 333.09
> |  | > |  |  | Scanner telescope 2" 180degree steering and suport -2 | 1 | 706.23
Detection < |  |  |  | 20639.78
|  | Tissue Camera <> |  |  | Grasshopper3NIR (1" sensor) assembly < | 1 | 1344.24
|  | primary detection arm < |  |  | main channel, Hamamatsu-R3896_side-on-PMT, v1 < | 1 | 5017.24
|  | secondary detection arm < |  |  | Single 2ry channel asmbly < | 1 | 5420.22
|  | objective asmbly <> |  |  | Olympus XLUMPLFLN20XW objective, SM1 interface < | 1 | 6916.86
|  | z-stage mounts <> |  |  | vertical stage servo and mounts, v1 < | 1 | 1021.22
|  | detection channels filters and dichroics < |  |  | mCherry dichroic/filter set, v1< | 1 | 920
> |  | > |  |  | reminder: choose dichroic/filter set for the 1st 2ry channel | -1
DAQ card for the imaging part of the microscope < |  |  |  |  | NI PCIe-6374, 4 AI (16-Bit, 3.5 MS/s/ch), 2 AO (16 bit, 3.3 MS/s), 24 DIO | 1 | 2380 | https://www.ni.com/en-us/support/model.pcie-6374.html | National Instruments | PCIe-6374
> |  |  | > |  | reminder: DAQ card: 1 input channel | -3
Stage <> |  |  |  |  | DIY, acrylic < | 1 | 1552.16
stage-motion <> |  |  |  |  | 3 1-axis DIY, micrometer based stages < | 1 | 2494.5402
Beh im <> |  |  |  |  | Grasshopper3NIR, singlet lens focusing 1 < | 1 | 2091.64

## parts-vendors
Vendors | cat1 | cat0 | assembly | Part name | Qty | Price ea, $ | url | vendor | catalog # | pic | lead time, weeks | extra info | manufacturer | Notes
Thorlabs <
Mechanical <
Construction rail system <
|  |  |  | XT95-1500 - 95 mm Construction Rail, Clear Anodized, L = 1500 mm | 1 | 306 | https://www.thorlabs.com/thorproduct.cfm?partnumber=XT95-1500 | thorlabs | XT95-1500 | XT95-1500.jpg |  |  |  | Main vertical column. ?Cut down to 4'?
|  |  |  | XT95P3 - Base Plate for 95 mm Rails | 1 | 51.51 | https://www.thorlabs.com/thorproduct.cfm?partnumber=XT95P3 | thorlabs | XT95P3 | XT95P3.jpg |  |  |  | For vertical mounting of 95 mm Rails
|  |  |  | XT95P11 - Drop-On Rail Carriage for 95 mm Rails, 1/4"-20 Tapped Holes | 1 | 83.39 | https://www.thorlabs.com/thorproduct.cfm?partnumber=XT95P11 | thorlabs | XT95P11
|  |  |  | XT95P12 - Rail Plate for 95 mm Rails, 1/4"-20 Tapped Holes | 1 | 46.16 | https://www.thorlabs.com/thorproduct.cfm?partnumber=XT95P12 | thorlabs | XT95P12 | XT95P12.jpg
|  |  |  | XT66-500 - 66 mm Construction Rail, L = 500 mm | 1 | 85.43 | https://www.thorlabs.com/thorproduct.cfm?partnumber=XT66-500 | thorlabs | XT66-500 | XT66-500.jpg |  |  |  | Upper side-arm holding two translation mirrors
|  | > |  | XT66C4 - Clamping Platform for 66 mm Rails, 1/4" Counterbored Slot, 40 mm Long | 2 | 28.56 | https://www.thorlabs.com/thorproduct.cfm?partnumber=XT66C4 | thorlabs | XT66C4 | XT66C4.jpg
Ø1/2" Post mounting bases <
|  |  |  | BA1 - Mounting Base, 1" x 3" x 3/8" | 1 | 5.6 | https://www.thorlabs.com/thorproduct.cfm?partnumber=BA1 | thorlabs | BA1 | BA1.jpg
|  |  |  | BA2 - Mounting Base, 2" x 3" x 3/8" | 1 | 7.3 | https://www.thorlabs.com/thorproduct.cfm?partnumber=BA2 | thorlabs | BA2 | BA2.jpg
|  |  |  | BA1S - Mounting Base, 1" x 2.3" x 3/8" | 1 | 5.2 | https://www.thorlabs.com/thorproduct.cfm?partnumber=BA1S | thorlabs | BA1S | BA1S.jpg
|  |  |  | BE1 - Ø1.25" Studded Pedestal Base Adapter, 1/4"-20 Thread | 1 | 9.49 | https://www.thorlabs.com/thorproduct.cfm?partnumber#BE1-P5 | thorlabs | BE1
|  |  |  | BE1R - Ø1.25" Magnetic Studded Pedestal Base Adapter, 1/4"-20 Thread | 1 | 16.73 | https://www.thorlabs.com/thorproduct.cfm?partnumber#BE1R#ad-image-0 | thorlabs | BE1R
|  |  |  | BE1T - Tapped Mechanical Component Base, 1/4"-20 Thread | 1 | 10.06 | https://www.thorlabs.com/thorproduct.cfm?partnumber=BE1T | thorlabs | BE1T
|  |  |  | BE2T - Tapped Mechanical Component Base, 8-32 Thread | 1 | 10.06 | https://www.thorlabs.com/thorproduct.cfm?partnumber=BE2T | thorlabs | BE2T
|  |  |  | RS8M - Ø25 mm Post Spacer, Thickness = 8 mm | 1 | 8.77 | https://www.thorlabs.com/thorproduct.cfm?partnumber=RS8M | thorlabs | RS8M
|  |  |  | CF038-P5 - Clamping Fork, 0.38" Counterbored Slot, Universal, 5 Pack | 5 | 41.4 | https://www.thorlabs.com/thorproduct.cfm?partnumber=CF038-P5 | thorlabs | CF038-P5
|  |  |  | CF125 - Clamping Fork, 1.24" Counterbored Slot, Universal | 1 | 8.95 | https://www.thorlabs.com/thorproduct.cfm?partnumber#CF125#ad-image-0 | thorlabs | CF125
|  |  |  | CF125C - Clamping Fork, 1.24" Counterbored Slot, 1/4"-20 Captive Screw | 1 | 11.69 | https://www.thorlabs.com/thorproduct.cfm?partnumber=CF125C#ad-image-0 | thorlabs | CF125C
|  | > |  | CF175 - Clamping Fork, 1.76" Counterbored Slot, Universal | 1 | 10.3 | https://www.thorlabs.com/thorproduct.cfm?partnumber#CF175-P5 | thorlabs | CF175
stages <
|  |  |  | DT12 - 1/2" Dovetail Translation Stage, 8-32 Taps | 1 | 84.14 | https://www.thorlabs.com/thorproduct.cfm?partnumber=DT12 | thorlabs | DT12
>
|  | Ø1/2" Post holders < |  |  |  |  | https://www.thorlabs.com/newgrouppage9.cfm?objectgroup_id=1268 | thorlabs
|  |  |  | PH1 - Ø1/2" Post Holder, Spring-Loaded Hex-Locking Thumbscrew, L = 1" | 1 | 7.03 | https://www.thorlabs.com/thorproduct.cfm?partnumber=PH1 | thorlabs | PH1 | PH1.jpg
|  |  |  | PH1.5 - Ø1/2" Post Holder, Spring-Loaded Hex-Locking Thumbscrew, L = 1.5" | 1 | 7.22 | https://www.thorlabs.com/thorproduct.cfm?partnumber=PH1.5 | thorlabs | PH1.5 | PH1.5.jpg
|  |  |  | PH2 - Ø1/2" Post Holder, Spring-Loaded Hex-Locking Thumbscrew, L = 2" | 1 | 7.7 | https://www.thorlabs.com/thorproduct.cfm?partnumber=PH2 | thorlabs | PH2 | PH2.jpg
|  |  |  | PH3 - Ø1/2" Post Holder, Spring-Loaded Hex-Locking Thumbscrew, L = 3" | 1 | 8.27 | https://www.thorlabs.com/thorproduct.cfm?partnumber=PH3=ad-image-0 | thorlabs | PH3 | PH3.jpg
|  | > |  | PH4 - Ø1/2" Post Holder, Spring-Loaded Hex-Locking Thumbscrew, L = 4" | 1 | 9.45 | https://www.thorlabs.com/thorproduct.cfm?partnumber=PH4#ad-image-0 | thorlabs | PH4
|  | Ø1/2" Posts < |  |  |  |  | https://www.thorlabs.com/newgrouppage9.cfm?objectgroup_id=1266 | thorlabs
|  |  |  | TR075 - Ø1/2" Optical Post, SS, 8-32 Setscrew, 1/4"-20 Tap, L = 0.75" | 1 | 4.74 | https://www.thorlabs.com/thorproduct.cfm?partnumber=TR075 | thorlabs | TR075 | TR075.jpg |  |  |  | SS-stainless steel
|  |  |  | TR1 - Ø1/2" Optical Post, SS, 8-32 Setscrew, 1/4"-20 Tap, L = 1" | 1 | 4.74 | https://www.thorlabs.com/thorproduct.cfm?partnumber=TR1 | thorlabs | TR1 | TR1.jpg
|  |  |  | TR1.5 - Ø1/2" Optical Post, SS, 8-32 Setscrew, 1/4"-20 Tap, L = 1.5" | 1 | 4.97 | https://www.thorlabs.com/thorproduct.cfm?partnumber=TR1.5 | thorlabs | TR1.5 | TR1.5.jpg
|  |  |  | TR2 - Ø1/2" Optical Post, SS, 8-32 Setscrew, 1/4"-20 Tap, L = 2" | 1 | 5.19 | https://www.thorlabs.com/thorproduct.cfm?partnumber=TR2 | thorlabs | TR2 | TR2.jpg
|  |  |  | TR3 - Ø1/2" Optical Post, SS, 8-32 Setscrew, 1/4"-20 Tap, L = 3" | 1 | 5.42 | https://www.thorlabs.com/thorproduct.cfm?partnumber=TR3 | thorlabs | TR3 | TR3.jpg
|  |  |  | TR4 - Ø1/2" Optical Post, SS, 8-32 Setscrew, 1/4"-20 Tap, L = 4" | 1 | 5.87 | https://www.thorlabs.com/thorproduct.cfm?partnumber=TR4 | thorlabs | TR4 | TR4.jpg
|  |  |  | TR6 - Ø1/2" Optical Post, SS, 8-32 Setscrew, 1/4"-20 Tap, L = 6" | 1 | 6.91 | https://www.thorlabs.com/thorproduct.cfm?partnumber=TR6 | thorlabs | TR6 | TR6.jpg
|  | > |  | TR8 - Ø1/2" Optical Post, SS, 8-32 Setscrew, 1/4"-20 Tap, L = 8" | 1 | 8.28 | https://www.thorlabs.com/thorproduct.cfm?partnumber=TR8 | thorlabs | TR8 | TR8.jpg
Ø1/2" Post clamps <
|  |  |  | RA180 - Right-Angle End Clamp for Ø1/2" Posts, 1/4"-20 Stud and 3/16" Hex | 1 | 10.81 | https://www.thorlabs.com/thorproduct.cfm?partnumber=RA180 | thorlabs | RA180 | RA180.jpg
|  |  |  | RA90 - Right-Angle Clamp for Ø1/2" Posts, 3/16" Hex | 1 | 9.76 | https://www.thorlabs.com/thorproduct.cfm?partnumber=RA90 | thorlabs | RA90 | RA90.jpg
|  | > |  | SWC - Rotating Clamp for Ø1/2" Posts, 360° Continuously Adjustable, 3/16" Hex | 1 | 23.56 | https://www.thorlabs.com/thorproduct.cfm?partnumber=SWC | thorlabs | SWC | SWC.jpg
Ø1.5" <
|  |  |  | C1515 - Ø1.5" Mounting Post Bracket, 1/4"-20 Taps | 4 | 100.98 | https://www.thorlabs.com/thorproduct.cfm?partnumber=C1515 | thorlabs | C1515 | C1515.jpg |  |  |  | ours didn’t have a clamp…
|  | > |  | P8 - Ø1.5" Mounting Post, 1/4"-20 Taps, L = 8" | 4 | 56.36 | https://www.thorlabs.com/thorproduct.cfm?partnumber=P8 | thorlabs | P8 | P8.jpg
Arm clamps <
|  |  |  | VC1 - Small V-Clamp with PM3 Clamping Arm, 0.75" Long | 1 | 40.55 | https://www.thorlabs.com/thorproduct.cfm?partnumber=VC1 | thorlabs | VC1 | VC1.jpg |  |  |  | Comes with PM4 arm, which isn't large enough for the liquid lens and has to be replaced with the PM4 arm
|  |  |  | PM4 - Large Adjustable Clamping Arm, 6-32 Threaded Post | 1 | 22.95 | https://www.thorlabs.com/thorproduct.cfm?partnumber=PM4 | thorlabs | PM4 | PM4.jpg
|  | > |  | PM3 - Small Adjustable Clamping Arm, 6-32 Threaded Post | 1 | 18.77 | https://www.thorlabs.com/thorproduct.cfm?partnumber=PM3 | thorlabs | PM3 | PM3.jpg |  |  |  | In the rig -- discontinued PM2
30mm cage system <
|  |  |  | C6W - 30 mm Cage Cube, Ø6 mm Through Holes | 1 | 63.75 | https://www.thorlabs.com/thorproduct.cfm?partnumber=C6W | thorlabs | C6W | C6W.jpg
|  |  |  | C4W - 30 mm Cage Cube | 1 | 60.44 | https://www.thorlabs.com/thorproduct.cfm?partnumber=C4W | thorlabs | C4W | C4W.jpg
|  |  |  | C4W-CC - 30 mm Cage Cube Connector for C4W and C6W Series Cubes | 1 | 54.65 | https://www.thorlabs.com/thorproduct.cfm?partnumber#C4W-CC | thorlabs | C4W-CC
|  |  |  | B4C - Kinematic Cage Cube Platform for C4W/C6W | 1 | 98.43 | https://www.thorlabs.com/thorproduct.cfm?partnumber=B4C | thorlabs | B4C | B4C.jpg
|  |  |  | FFM1 - 30-mm-Cage-Compatible Rectangular Filter Mount | 1 | 58.4 | https://www.thorlabs.com/thorproduct.cfm?partnumber=FFM1 | thorlabs | FFM1 | FFM1.jpg
|  |  |  | SM1CP2 - Externally SM1-Threaded End Cap | 1 | 17.75 | https://www.thorlabs.com/thorproduct.cfm?partnumber=SM1CP2 | thorlabs | SM1CP2 | SM1CP2.jpg
|  |  |  | B1C - Blank Cover Plate | 1 | 18.77 | https://www.thorlabs.com/thorproduct.cfm?partnumber=B1C | thorlabs | B1C | B1C.jpg
|  |  |  | ER6 - Cage Assembly Rod, 6" Long, Ø6 mm | 1 | 8.65 | https://www.thorlabs.com/thorproduct.cfm?partnumber=ER6 | thorlabs | ER6 | ER6.jpg
|  |  |  | ER8 - Cage Assembly Rod, 8" Long, Ø6 mm | 1 | 11.7 | https://www.thorlabs.com/thorproduct.cfm?partnumber=ER8 | thorlabs | ER8 | ER8.jpg
|  |  |  | CP02B - 30 mm Cage Mounting Bracket | 1 | 14.08 | https://www.thorlabs.com/thorproduct.cfm?partnumber=CP02B | thorlabs | CP02B | CP02B.jpg
|  |  |  | SM1T2 - SM1 (1.035"-40) Coupler, External Threads, 0.5" Long | 1 | 20.3 | https://www.thorlabs.com/thorproduct.cfm?partnumber=SM1T2 | thorlabs | SM1T2 | SM1T2.jpg
|  |  |  | SM1L03 - SM1 Lens Tube, 0.30" Thread Depth, One Retaining Ring Included | 1 | 12.16 | https://www.thorlabs.com/thorproduct.cfm?partnumber=SM1L03 | thorlabs | SM1L03 | SM1L03.jpg
|  |  |  | SM1L05 - SM1 Lens Tube, 0.50" Thread Depth, One Retaining Ring Included | 1 | 12.59 | https://www.thorlabs.com/thorproduct.cfm?partnumber=SM1L05 | thorlabs | SM1L05 | SM1L05.jpg
|  |  |  | SM1L10 - SM1 Lens Tube, 1.00" Thread Depth, One Retaining Ring Included | 1 | 14.25 | https://www.thorlabs.com/thorproduct.cfm?partnumber=SM1L10 | thorlabs | SM1L10 | SM1L10.jpg
|  |  |  | SM30L05 - SM30 Lens Tube, 1/2" Thread Depth, One Retaining Ring Included | 1 | 28.05 | https://www.thorlabs.com/thorproduct.cfm?partnumber#SM30L05 | thorlabs | SM30L05
|  |  |  | SM30L10 - SM30 Lens Tube, 1" Thread Depth, One Retaining Ring Included | 1 | 30.09 | https://www.thorlabs.com/thorproduct.cfm?partnumber=SM30L10 | thorlabs | SM30L10
|  |  |  | SM1RR - SM1 Retaining Ring for Ø1" Lens Tubes and Mounts | 1 | 4.5 | https://www.thorlabs.com/thorproduct.cfm?partnumber=SM1RR | thorlabs | SM1RR | SM1RR.jpg
|  |  |  | SM1A9 - Adapter with External C-Mount Threads and Internal SM1 Threads | 1 | 18.82 | https://www.thorlabs.com/thorproduct.cfm?partnumber=SM1A9 | thorlabs | SM1A9 | SM1A9.jpg
|  |  |  | CP35 - 30 mm Cage Plate with Ø1" Double Bore, 8-32 Tap | 1 | 18.68 | https://www.thorlabs.com/thorproduct.cfm?partnumber=CP35 | thorlabs | CP35 | CP35.jpg |  |  |  | The replacement for the now obsolete CP06
|  |  |  | CP20S - 30 mm Cage System Iris, Ø20.0 mm Maximum Aperture | 1 | 88 | https://www.thorlabs.com/thorproduct.cfm?partnumber=CP20S | thorlabs | CP20S | CP20S.jpg
|  |  |  | LCP02 - 30 mm to 60 mm Cage Plate Adapter, 8-32 Tap | 1 | 39.78 | https://www.thorlabs.com/thorproduct.cfm?partnumber=LCP02 | thorlabs | LCP02 | LCP02.jpg
|  |  |  | SPT1 - Coarse ±1 mm XY Slip Plate Positioner, 30 mm Cage Compatible | 1 | 66.55 | https://www.thorlabs.com/thorproduct.cfm?partnumber=SPT1 | thorlabs | SPT1 | SPT1.jpg
|  |  |  | CXY1 - 30 mm Cage System, XY Translating Lens Mount for Ø1" Optics | 1 | 187.2 | https://www.thorlabs.com/thorproduct.cfm?partnumber=CXY1=ad-image-0 | thorlabs | CXY1 | CXY1.jpg
|  |  |  | CP360R - Pivoting, Quick-Release, Ø1" Optic Mount for 30 mm Cage System | 1 | 95.63 | https://www.thorlabs.com/thorproduct.cfm?partnumber=CP360R | thorlabs | CP360R | CP360R.jpg
|  |  |  | CRM1 - Cage Rotation Mount for Ø1" Optics, SM1 Threaded, 8-32 Tap | 1 | 87.39 | https://www.thorlabs.com/thorproduct.cfm?partnumber=CRM1 | thorlabs | CRM1 | CRM1.jpg
|  |  |  | CP30 - 30 mm to 30 mm Cage System Right-Angle Adapter | 1 | 51.5 | https://www.thorlabs.com/thorproduct.cfm?partnumber=CP30 | thorlabs | CP30 | CP30.jpg
|  |  |  | CP08 - SM1-Threaded 30 mm Cage Plate with Flexure Clamping, 1 Retaining Ring, 8-32 Tap | 1 | 19.79 | https://www.thorlabs.com/thorproduct.cfm?partnumber=CP08 | thorlabs | CP08 | CP08.jpg
|  |  |  | CP03 - Ø35 mm Aperture, 30 mm Cage Plate, 0.35" Thick, 8-32 Tap | 1 | 18.77 | https://www.thorlabs.com/thorproduct.cfm?partnumber#CP03 | thorlabs | CP03
60mm cage system <
|  |  |  | LCP01 - 60 mm Cage Plate, SM2 Threads, 0.5" Thick, 8-32 Tap (Two SM2RR Retaining Rings Included) | 1 | 38.76 | https://www.thorlabs.com/thorproduct.cfm?partnumber=LCP01 | thorlabs | LCP01
|  |  |  | LCP02 - 30 mm to 60 mm Cage Plate Adapter, 8-32 Tap | 1 | 39.78 | https://www.thorlabs.com/thorproduct.cfm?partnumber=LCP02 | thorlabs | LCP02
|  |  |  | LCP01B - 60 mm Cage Mounting Bracket | 1 | 30.35 | https://www.thorlabs.com/thorproduct.cfm?partnumber#LCP01B | thorlabs | LCP01B
|  |  |  | LCP08 - 60 mm Cage Plate, SM2 Threads, Enhanced Clamping, 0.5" Thick, 8-32 Tap (One SM2RR Retaining Ring Included) | 1 | 49.98 | https://www.thorlabs.com/thorproduct.cfm?partnumber#LCP08 | thorlabs | LCP08
|  |  |  | LCP09 - 60 mm Cage Plate with Ø2.2" (Ø56.0 mm) Double Bore for SM2 Lens Tube Mounting | 1 | 45.72 | https://www.thorlabs.com/thorproduct.cfm?partnumber=LCP09 | thorlabs | LCP09
|  |  |  | CXY2 - 60 mm Cage System Translating Lens Mount for Ø2" Optics | 1 | 198.45 | https://www.thorlabs.com/thorproduct.cfm?partnumber=CXY2 | thorlabs | CXY2
adapters <
|  |  |  | SM1A16 - Adapter with External SM1 Threads and Internal SM30 Threads | 1 | 21.93 | https://www.thorlabs.com/thorproduct.cfm?partnumber#SM1A16 | thorlabs | SM1A16
|  |  |  | SM1A39 - Adapter with External C-Mount Threads and External SM1 Threads | 1 | 19.99 | https://www.thorlabs.com/thorproduct.cfm?partnumber=SM1A39 | thorlabs | SM1A39
|  |  |  | SM2A27 - Adapter with External SM2 Threads and Internal M49 x 0.75 Threads | 1 | 31.12 | https://www.thorlabs.com/thorproduct.cfm?partnumber#SM2A27 | thorlabs | SM2A27
|  |  |  | SM2A30 - Adapter with External SM2 Threads and Internal M43 x 0.5 Threads | 1 | 16.56 | https://www.thorlabs.com/thorproduct.cfm?partnumber#SM2A30 | thorlabs | SM2A30
|  |  |  | SM1A16 - Adapter with External SM1 Threads and Internal SM30 Threads | 1 | 21.93 | https://www.thorlabs.com/thorproduct.cfm?partnumber#SM1A16 | thorlabs | SM1A16
|  |  |  | SM1A9 - Adapter with External C-Mount Threads and Internal SM1 Threads | 1 | 18.82 | https://www.thorlabs.com/thorproduct.cfm?partnumber#SM1A9 | thorlabs | SM1A9
|  |  |  | SM1A12 - Adapter with External SM1 Threads and Internal M25 x 0.75 Threads | 1 | 21.86 | https://www.thorlabs.com/thorproduct.cfm?partnumber=SM1A12 | thorlabs | SM1A12
>
ER rods <
|  |  |  | ER025 - Cage Assembly Rod, 1/4" Long, Ø6 mm | 1 | 5.05 | https://www.thorlabs.com/thorproduct.cfm?partnumber=er025 | thorlabs | ER025 | er025.jpg
|  |  |  | ER05 - Cage Assembly Rod, 1/2" Long, Ø6 mm | 1 | 5.05 | https://www.thorlabs.com/thorproduct.cfm?partnumber=ER05 | thorlabs | ER05 | ER05.jpg
|  |  |  | ER05-P4 - Cage Assembly Rod, 1/2" Long, Ø6 mm, 4 Pack | 1 | 19.19 | https://www.thorlabs.com/thorproduct.cfm?partnumber=ER05-P4 | thorlabs | ER05-P4 | ER05-P4.jpg
|  |  |  | ER1 - Cage Assembly Rod, 1" Long, Ø6 mm | 1 | 5.05 | https://www.thorlabs.com/thorproduct.cfm?partnumber=ER1 | thorlabs | ER1 | ER1.jpg
|  |  |  | ER1-P4 - Cage Assembly Rod, 1" Long, Ø6 mm, 4 Pack | 1 | 19.19 | https://www.thorlabs.com/thorproduct.cfm?partnumber=ER1-P4 | thorlabs | ER1-P4 | ER1-P4.jpg
|  |  |  | ER1.5 - Cage Assembly Rod, 1.5" Long, Ø6 mm | 1 | 5.85 | https://www.thorlabs.com/thorproduct.cfm?partnumber=ER1.5 | thorlabs | ER1.5 | ER1.5.jpg
|  |  |  | ER1.5-P4 - Cage Assembly Rod, 1.5" Long, Ø6 mm, 4 Pack | 1 | 22.22 | https://www.thorlabs.com/thorproduct.cfm?partnumber=ER1.5-P4 | thorlabs | ER1.5-P4 | ER1.5-P4.jpg
|  |  |  | ER2 - Cage Assembly Rod, 2" Long, Ø6 mm | 1 | 6.1 | https://www.thorlabs.com/thorproduct.cfm?partnumber=ER2 | thorlabs | ER2 | ER2.jpg
|  |  |  | ER2-P4 - Cage Assembly Rod, 2" Long, Ø6 mm, 4 Pack | 1 | 23.18 | https://www.thorlabs.com/thorproduct.cfm?partnumber=ER2-P4 | thorlabs | ER2-P4 | ER2-P4.jpg
|  |  |  | ER3 - Cage Assembly Rod, 3" Long, Ø6 mm | 1 | 6.6 | https://www.thorlabs.com/thorproduct.cfm?partnumber=ER3 | thorlabs | ER3 | ER3.jpg
|  |  |  | ER3-P4 - Cage Assembly Rod, 3" Long, Ø6 mm, 4 Pack | 1 | 25.08 | https://www.thorlabs.com/thorproduct.cfm?partnumber=ER3-P4 | thorlabs | ER3-P4 | ER3-P4.jpg
|  |  |  | ER4 - Cage Assembly Rod, 4" Long, Ø6 mm | 1 | 7.1 | https://www.thorlabs.com/thorproduct.cfm?partnumber=ER4 | thorlabs | ER4 | ER4.jpg
|  |  |  | ER4-P4 - Cage Assembly Rod, 4" Long, Ø6 mm, 4 Pack | 1 | 26.98 | https://www.thorlabs.com/thorproduct.cfm?partnumber=ER4-P4 | thorlabs | ER4-P4 | ER4-P4.jpg
|  |  |  | ER6 - Cage Assembly Rod, 6" Long, Ø6 mm | 1 | 8.65 | https://www.thorlabs.com/thorproduct.cfm?partnumber=ER6 | thorlabs | ER6 | ER6.jpg
|  |  |  | ER6-P4 - Cage Assembly Rod, 6" Long, Ø6 mm, 4 Pack | 1 | 32.87 | https://www.thorlabs.com/thorproduct.cfm?partnumber=ER6-P4 | thorlabs | ER6-P4 | ER6-P4.jpg
|  |  |  | ER8 - Cage Assembly Rod, 8" Long, Ø6 mm | 1 | 12.05 | https://www.thorlabs.com/thorproduct.cfm?partnumber=ER8 | thorlabs | ER8 | ER8.jpg
|  |  |  | ER8-P4 - Cage Assembly Rod, 8" Long, Ø6 mm, 4 Pack | 1 | 44.46 | https://www.thorlabs.com/thorproduct.cfm?partnumber=ER8-P4 | thorlabs | ER8-P4 | ER8-P4.jpg
|  |  |  | ER10 - Cage Assembly Rod, 10" Long, Ø6 mm | 1 | 12.7 | https://www.thorlabs.com/thorproduct.cfm?partnumber=ER10 | thorlabs | ER10 | ER10.jpg
|  |  |  | ER12 - Cage Assembly Rod, 12" Long, Ø6 mm | 1 | 16.8 | https://www.thorlabs.com/thorproduct.cfm?partnumber=ER12 | thorlabs | ER12 | ER12.jpg
|  | > |  | ER18 - Cage Assembly Rod, 18" Long, Ø6 mm | 1 | 25.5 | https://www.thorlabs.com/thorproduct.cfm?partnumber=ER18 | thorlabs | ER18 | ER18.jpg
|  |  |  | Optic mounts: |  |  | https://www.thorlabs.com/newgrouppage9.cfm?objectgroup_id=903 | thorlabs
|  |  |  | KM100 - Kinematic Mirror Mount for Ø1" Optics | 1 | 38.7 | https://www.thorlabs.com/thorproduct.cfm?partnumber=KM100=ad-image-0 | thorlabs | KM100 | KM100.jpg
|  |  |  | KMSS - Compact Kinematic Mirror Mount, Hex Adjuster, 8-32 Taps for Post Mounting | 1 | 37.87 | https://www.thorlabs.com/thorproduct.cfm?partnumber=KMSS | thorlabs | KMSS
|  |  |  | KMS - Compact Kinematic Mirror Mount, 8-32 Taps for Post Mounting | 1 | 40.04 | https://www.thorlabs.com/thorproduct.cfm?partnumber=KMS | thorlabs | KMS
|  |  |  | H45 - 45° Mirror Mount for Ø1" Optics | 1 | 33.75 | https://www.thorlabs.com/thorproduct.cfm?partnumber=H45 | thorlabs | H45 | H45.jpg
|  |  |  | MA45-2 - 45° Mounting Adapter, Compatible with KM100 and KM200, 8-32 and 1/4"-20 Taps | 1 | 21.52 | https://www.thorlabs.com/thorproduct.cfm?partnumber=MA45-2 | thorlabs | MA45-2 | MA45-2.jpg
|  |  |  | LM2XY - Translating Lens Mount for Ø2" Optics, 1 Retaining Ring Included | 1 | 154.02 | https://www.thorlabs.com/thorproduct.cfm?partnumber=LM2XY | thorlabs | LM2XY | LM2XY.jpg
|  |  |  | SM2AD30 - SM2-Threaded Mounting Adapter for Ø30 mm Optics | 1 | 29.61 | https://www.thorlabs.com/thorproduct.cfm?partnumber=SM2AD30 | thorlabs | SM2AD30 | SM2AD30.jpg |  |  |  | adapter to insert AC300-050-B into LM2XY
|  |  |  | KM100PM - Kinematic Prism Mount, 1.00" Deep, 6-32 Taps | 1 | 75.48 | https://www.thorlabs.com/thorproduct.cfm?partnumber=KM100PM | thorlabs | KM100PM | KM100PM.jpg |  |  |  | most likely this model..
|  |  |  | SM1PM10 - SM1 Lens Tube Mount for 8 mm and 10 mm Mounted Polarizing Prisms | 1 | 53 | https://www.thorlabs.com/thorproduct.cfm?partnumber=SM1PM10 | thorlabs | SM1PM10 | SM1PM10.jpg
|  |  |  | SMR1 - Ø1" Lens Mount with SM1 Internal Threads and No Retaining Lip, 8-32 Tap | 1 | 19 | https://www.thorlabs.com/thorproduct.cfm?partnumber=SMR1 | thorlabs | SMR1 | SMR1.jpg
|  |  |  | LMR1S - Ø1" Lens Mount with Internal and External SM1 Threads, 8-32 Tap | 1 | 27.54 | https://www.thorlabs.com/thorproduct.cfm?partnumber=LMR1S | thorlabs | LMR1S | LMR1S.jpg |  |  |  | ? Check if it reaches M780L3's internal SM1 thread
|  |  |  | KCB1 - Right-Angle Kinematic Mirror Mount with Tapped Cage Rod Holes, 30 mm Cage System and SM1 Compatible, 8-32 and 1/4"-20 Mounting Holes | 1 | 143 | https://www.thorlabs.com/thorproduct.cfm?partnumber=KCB1 | thorlabs | KCB1 | KCB1.jpg
|  |  |  | KCB1C - Right-Angle Kinematic Mirror Mount with Smooth Cage Rod Bores, 30 mm Cage System and SM1 Compatible, 8-32 and 1/4"-20 Mounting Holes | 1 | 147.29 | https://www.thorlabs.com/thorproduct.cfm?partnumber=KCB1C#ad-image-0 | thorlabs | KCB1C | KCB1C.jpg
Misc:
|  |  |  | MB1218 - Aluminum Breadboard 12" x 18" x 1/2", 1/4"-20 Taps | 1 | 188 | https://www.thorlabs.com/thorproduct.cfm?partnumber=MB1218 | thorlabs | MB1218 | MB1218.jpg |  |  |  | With a manual cut out holes. Rig2: 10 x 8 1/2"
|  |  |  | MB4 - Aluminum Breadboard 4" x 6" x 1/2", 1/4"-20 Taps | 1 | 44.13 | https://www.thorlabs.com/thorproduct.cfm?partnumber=MB4 | thorlabs | MB4
|  |  |  | MB4U - Unanodized Aluminum Breadboard, 4" x 4" x 1/2", 1/4"-20 Taps | 1 | 41 | https://www.thorlabs.com/thorproduct.cfm?partnumber=MB4U | thorlabs | MB4U | MB4U.jpg |  |  |  | larger than needed. It's better to cut a larger alluminum board to size.
|  |  |  | MB8 - Aluminum Breadboard 8" x 8" x 1/2", 1/4"-20 Taps | 1 | 77.22 | https://www.thorlabs.com/thorproduct.cfm?partnumber#MB8 | thorlabs | MB8
|  |  |  | UBP2 - Universal Base Plate, 2.5" x 2.5" x 3/8" | 1 | 36.47 | https://www.thorlabs.com/thorproduct.cfm?partnumber=UBP2 | thorlabs | UBP2 | UBP2.jpg |  |  |  | A different, similar in size, plate was used for galvo mounting
|  |  |  | PXT1 - PMT Housing, Side-On, 30 mm Cage and SM1 Compatible | 1 | 112.2 | https://www.thorlabs.com/thorproduct.cfm?partnumber=PXT1 | thorlabs | PXT1 | PXT1.jpg
|  |  |  | VB01B - 18" Vertical Bracket for Breadboards, 1/4"-20 Holes, 1 Piece | 1 | 125.46 | https://www.thorlabs.com/thorproduct.cfm?partnumber=VB01B | thorlabs | VB01B | VB01B.jpg
| > |  |  | PXT1 - PMT Housing, Side-On, 30 mm Cage and SM1 Compatible | 1 | 112.2 | https://www.thorlabs.com/thorproduct.cfm?partnumber=PXT1 | thorlabs | PXT1
Optics <
Mirrors <
|  |  |  | PF10-03-P01 - Ø1" Protected Silver Mirror | 1 | 52.02 | https://www.thorlabs.com/thorproduct.cfm?partnumber=PF10-03-P01 | thorlabs | PF10-03-P01 | PF10-03-P01.jpg |  |  |  | reflectance: >97.5% for 450 nm - 2 µm, >96% for 2 - 20 µm (-P01)
|  |  |  | UM10-AG - Ø1" Ultrafast-Enhanced Silver Mirror, 750 - 1000 nm | 1 | 104.97 | https://www.thorlabs.com/thorproduct.cfm?partnumber=UM10-AG | thorlabs | UM10-AG | UM10-AG.jpg
|  |  |  | BB1-E02 - Ø1" Broadband Dielectric Mirror, 400-750 nm | 1 | 75.1 | https://www.thorlabs.com/thorproduct.cfm?partnumber=BB1-E02 | thorlabs | BB1-E02 | BB1-E02.jpg
|  |  |  | BB1-E03 - Ø1" Broadband Dielectric Mirror, 750 - 1100 nm | 1 | 75.1 | https://www.thorlabs.com/thorproduct.cfm?partnumber=BB1-E03 | thorlabs | BB1-E03 | BB1-E03.jpg |  |  |  | reflectance >99.5% for 700-1300nm
|  | > |  | MPD229-M01 - Ø2" 90° Off-Axis Parabolic Mirror, Prot. Gold, RFL = 2" | 1 | 333.54 | https://www.thorlabs.com/thorproduct.cfm?partnumber=MPD229-M01 | thorlabs | MPD229-M01
Lens <
|  |  |  | AC508-300-B: f=300.0 mm, Ø2" Achromatic Doublet, ARC: 650-1050 nm | 1 | 134.64 | https://www.thorlabs.com/thorproduct.cfm?partnumber=AC508-300-B | thorlabs | AC508-300-B | AC508-300-B.jpg |  |  |  | tube lens
|  |  |  | SM2AD30 - SM2-Threaded Mounting Adapter for Ø30 mm Optics | 1 | 29.61 | https://www.thorlabs.com/thorproduct.cfm?partnumber=SM2AD30 | thorlabs | SM2AD30 | SM2AD30.jpg |  |  |  | adapter to insert AC300-050-B into LM2XY
|  |  |  | AC300-050-B - f=50.0 mm, Ø30.0 mm Achromatic Doublet, ARC: 650-1050 nm | 1 | 93.33 | https://www.thorlabs.com/thorproduct.cfm?partnumber=AC300-050-B | thorlabs | AC300-050-B | AC300-050-B.jpg |  |  |  | scan lens
|  |  |  | MA45-2 - 45° Mounting Adapter, Compatible with KM100 and KM200, 8-32 and 1/4"-20 Taps | 1 | 21.52 | https://www.thorlabs.com/thorproduct.cfm?partnumber=MA45-2 | thorlabs | MA45-2 | MA45-2.jpg
|  |  |  | AC300-050-B - f=50.0 mm, Ø30.0 mm Achromatic Doublet, ARC: 650-1050 nm | 1 | 93.33 | https://www.thorlabs.com/thorproduct.cfm?partnumber=AC300-050-B | thorlabs | AC300-050-B | AC300-050-B.jpg |  |  |  | scan lens
|  |  |  | AC300-080-B - f=80.0 mm, Ø30.0 mm Achromatic Doublet, ARC: 650-1050 nm | 1 | 93.33 | https://www.thorlabs.com/thorproduct.cfm?partnumber=AC300-080-B | thorlabs | AC300-080-B
|  |  |  | AC-508-300B: f=300.0 mm, Ø2" Achromatic Doublet, ARC: 650-1050 nm | 1 | 134.64 | https://www.thorlabs.com/thorproduct.cfm?partnumber=AC508-300-B | thorlabs | AC | AC508-300-B.jpg |  |  |  | tube lens
|  |  |  | LA1708-A - N-BK7 Plano-Convex Lens, Ø1", f = 200.0 mm, AR Coating: 350-700 nm | 1 | 30.6 | https://www.thorlabs.com/thorproduct.cfm?partnumber=LA1708-A | thorlabs | LA1708-A | LA1708-A.jpg |  |  |  | red channel (should be, but is it really there?)
|  |  |  | LA1027-A - N-BK7 Plano-Convex Lens, Ø1", f = 35.0 mm, AR Coating: 350-700 nm | 1 | 34 | https://www.thorlabs.com/thorproduct.cfm?partnumber=LA1027-A | thorlabs | LA1027-A | LA1027-A.jpg |  |  |  | red channel PMT
|  |  |  | LA1951-A - N-BK7 Plano-Convex Lens, Ø1", f = 25.4 mm, AR Coating: 350-700 nm | 1 | 35 | https://www.thorlabs.com/thorproduct.cfm?partnumber=LA1951-A | thorlabs | LA1951-A | LA1951-A.jpg
|  |  |  | AC254-045-B - f=45.0 mm, Ø1" Achromatic Doublet, ARC: 650-1050 nm | 1 | 89 | https://www.thorlabs.com/thorproduct.cfm?partnumber=AC254-045-B | thorlabs | AC254-045-B | AC254-045-B.jpg
|  |  |  | AC254-125-B - f=125.0 mm, Ø1" Achromatic Doublet, ARC: 650-1050 nm | 1 | 89 | https://www.thorlabs.com/thorproduct.cfm?partnumber=AC254-125-B | thorlabs | AC254-125-B | AC254-125-B.jpg
|  | > |  | AC254-100-B - f = 100.0 mm, Ø1" Achromatic Doublet, ARC: 650 - 1050 nm | 1 | 94.42 | https://www.thorlabs.com/thorproduct.cfm?partnumber=AC254-100-B | thorlabs | AC254-100-B | AC254-100-B.jpg
|  |  |  | P50D - Ø1" Mounted Precision Pinhole, 50 ± 3 µm Pinhole Diameter | 1 | 69.53 | https://www.thorlabs.com/thorproduct.cfm?partnumber=P50D | thorlabs | P50D | P50D.jpg |  |  |  | The precision pinhole to clean up the gaussian fs beam. 40um is a better fit, but there is no high-power version of that pinhole at Thorlabs, which might be required.
|  |  |  | UFBS5050 - Ø1" 50:50 (R:T) Low-GDD Ultrafast Beamsplitter, 600 - 1500 nm, 45° AOI | 1 | 260.1 | https://www.thorlabs.com/thorproduct.cfm?partnumber=UFBS5050 | thorlabs | UFBS5050 | UFBS5050.jpg
|  |  |  | AHWP05M-980 - Ø1/2" Mounted Achromatic Half-Wave Plate, Ø1" Mount, 690 - 1200 nm | 1 | 839.43 | https://www.thorlabs.com/thorproduct.cfm?partnumber=AHWP05M-980 | thorlabs | AHWP05M-980 | AHWP05M-980.jpg
|  |  |  | AHWP10M-980 - Ø1" Mounted Achromatic Half-Wave Plate, SM1-Threaded Mount, 690 - 1200 nm | 1 | 884 | https://www.thorlabs.com/thorproduct.cfm?partnumber=AHWP10M-980 | thorlabs | AHWP10M-980 | AHWP10M-980.jpg
>
Misc:
|  |  |  | BS017 - 50:50 Non-Polarizing Beamsplitter Cube, 700-1100 nm, 20 mm | 1 | 197.88 | https://www.thorlabs.com/thorproduct.cfm?partnumber=BS017 | thorlabs | BS017 | BS017.jpg |  |  |  | 50:50 beam splitter (might be different size..)
|  |  |  | AHWP10M-980 - Ø1" Mounted Achromatic Half-Wave Plate, SM1-Threaded Mount, 690 - 1200 nm | 1 | 884 | https://www.thorlabs.com/thorproduct.cfm?partnumber=AHWP10M-980 | thorlabs | AHWP10M-980 | AHWP10M-980.jpg
|  |  |  | GL10-B Mounted Glan-Laser Polarizer, Ø10 mm CA, AR Coating: 650 - 1050 nm | 1 | 806 | https://www.thorlabs.com/thorproduct.cfm?partnumber=GL10-B | thorlabs | GL10-B | GL10-B.jpg
|  |  |  | Ø25 mm BG39 Colored Glass Bandpass Filter, 360 - 580 nm (max transmission of ~86% at 500nm) | 1 | 25 | https://www.thorlabs.com/thorproduct.cfm?partnumber=FGB39 | thorlabs | FGB39 | FGB39.jpg |  |  |  | the usefulness of this filter that it transmits <1e-5 light in 820-940nm and <2e-5 in 940-980nm
|  |  |  | LB1 - Beam Block, 400 - 700 nm, 10 W Max Avg. Power, CW Only, Includes TR3 Post | 1 | 50.49 | https://www.thorlabs.com/thorproduct.cfm?partnumber=LB1 | thorlabs | LB1 | LB1.jpg |  |  |  | ! Note that it's actually designed for visible CW light (400-700nm). The more appropriate is BT610 ($300).
|  |  |  | BTC30 - 30 mm Cage-Compatible, Quick-Release Beam Trap, 5 W Max Avg. Power, CW Only | 1 | 219.67 | https://www.thorlabs.com/thorproduct.cfm?partnumber#BTC30 | thorlabs | BTC30
Power meters <
Consoles <
|  |  |  | PM100D - Compact Power and Energy Meter Console, Digital 4" LCD | 1 | 1075 | https://www.thorlabs.com/thorproduct.cfm?partnumber=PM100D | thorlabs | PM100D | PM100D.jpg
|  | > |  | PM102 - Thermal Sensor Interface with USB, RS232, UART, and Analog Operation | 1 | 484 | https://www.thorlabs.com/thorproduct.cfm?partnumber=PM102 | thorlabs | PM102 | PM102.jpg |  |  |  | There are still cheaper (by about $30) options with less connector interfaces.
Power sensors <
|  |  |  | S405C - Thermal Power Sensor Head, Surface Absorber, 0.19 - 20 µm, 5 W, Ø10 mm | 1 | 746.87 | https://www.thorlabs.com/thorproduct.cfm?partnumber=S405C | thorlabs | S405C | S405C.jpg
|  |  |  | PM16-405 - USB Power Meter, Thermal Sensor, 0.19 - 20 µm, 5 W Max | 1 | 1050 | https://www.thorlabs.com/thorproduct.cfm?partnumber=PM16-405 | thorlabs | PM16-405 | PM16-405.jpg
|  |  |  | S130C - Slim Photodiode Power Sensor, Si, 400 - 1100 nm, 500 mW | 1 | 508.98 | https://www.thorlabs.com/thorproduct.cfm?partnumber=S130C | thorlabs | S130C | S130C.jpg
|  |  |  | PM16-130 - USB Power Meter, Slim Photodiode Sensor, Si, 400 - 1100 nm, 500 mW Max | 1 | 848 | https://www.thorlabs.com/thorproduct.cfm?partnumber=PM16-130 | thorlabs | PM16-130 | PM16-130.jpg
|  |  |  | S310C - Thermal Power Sensor Head, Surface Absorber, 0.19 - 25 µm, 10 W, Ø20 mm | 1 | obsolete | https://www.thorlabs.com/thorproduct.cfm?partnumber=S310C | thorlabs | S310C | S310C.jpg |  |  |  | previously: $740.
|  | > |  | SM1A29 - SM1 Thread Adapter for Slim Photodiode Sensors | 1 | 44.64 | https://www.thorlabs.com/thorproduct.cfm?partnumber=SM1A29 | thorlabs | SM1A29 | SM1A29.jpg
Opto-electronics <
|  |  |  | ELL14K - Rotation Mount Bundle: ELL14 Mount, Interface Board, Power Supply, Cables | 1 | 546.93 | https://www.thorlabs.com/thorproduct.cfm?partnumber=ELL14K | thorlabs | ELL14K | ELL14K.jpg
|  |  |  | KDC101 - K-Cube Brushed DC Servo Motor Controller (Power Supply Not Included) | 1 | 639 | https://www.thorlabs.com/thorproduct.cfm?partnumber=KDC101 | thorlabs | KDC101 | KDC101.jpg
|  |  |  | KPS101 - 15 V, 2.4 A Power Supply Unit with 3.5 mm Jack Connector for One K- or T-Cube | 1 | 33 | https://www.thorlabs.com/thorproduct.cfm?partnumber=KPS101 | thorlabs | KPS101 | KPS101.jpg
|  |  |  | PRM1Z8 - Ø1" Motorized Precision Rotation Stage (Imperial) | 1 | 909 | https://www.thorlabs.com/thorproduct.cfm?partnumber=PRM1Z8 | thorlabs | PRM1Z8 | PRM1Z8.jpg
|  |  |  | LEDD1B - T-Cube LED Driver, 1200 mA Max Drive Current (Power Supply Not Included) | 1 | 305 | https://www.thorlabs.com/thorproduct.cfm?partnumber=LEDD1B | thorlabs | LEDD1B | LEDD1B.jpg |  |  |  | The actual supply in the setup was probably DIY
| > |  |  | M780L3 - 780 nm, 200 mW (Min) Mounted LED, 800 mA | 1 | 220.32 | https://www.thorlabs.com/thorproduct.cfm?partnumber=M780L3 | thorlabs | M780L3 | M780L3.jpg
>
Semrock <
|  |  |  | Semrock FF735-Di01-25x36 (DISCONTINUED) - 735 nm edge BrightLine® multiphoton single-edge dichroic beamsplitter | 1 | 565 | https://www.semrock.com/FilterDetails.aspx?id=FF735-Di01-25x36 | semrock | [5 empty] | pump/red channel dichroic
|  |  |  | Semrock FF660-Di02-25x36 - 660 nm edge BrightLine® single-edge standard epi-fluorescence dichroic beamsplitter | 1 | 255 | https://www.semrock.com/FilterDetails.aspx?id=FF660-Di02-25x36 | semrock | [5 empty] | red channel PMT/IR camera dichroic
|  |  |  | Semrock FF562-Di03-25x36 - 562 nm edge BrightLine® single-edge standard epi-fluorescence dichroic beamsplitter | 1 | 255 | https://www.semrock.com/FilterDetails.aspx?id=FF562-Di03-25x36 | semrock | [5 empty] | pump/green channel dichroic
> |  |  |  | Semrock FF01-514/30-25 (514/30 Nrightline bandpass filter, 25mm) | 1 | 355 | https://www.semrock.com/FilterDetails.aspx?id=FF01-514/30-25 | semrock
Chroma <
|  |  |  | Chroma E700sp-2p8 69104 (aka Chroma E700SP-2P) | 1
> |  |  |  | Chroma ET750sp-2p8 -- short pass | 1 | 625 | https://www.chroma.com/products/single-bandpass-and-single-edge-filters/filter-type/shortpass-filters/type/parts_display | chroma | [5 empty] | Not in the rig. A suggested replacement for E700sp-2p8. Blocks multiphoton lasers between 780-1064nm to = OD8 average and transmits between 400-745nm = 95% average
Uniblitz <
|  |  |  | VS25 25mm Optical Shutter, VSR25S1T1 (Normally opened -- For use with D880C or VED24 drivers), un-housed, teflon coated, electronic sync -- yes, Connector : 7-pin, NO for the rest (default options)) | 1 | 485 | https://www.uniblitz.com/product/vs25-shutter-system/ | uniblitz | [5 empty] | rush order for extra money
> |  |  |  | D880C Open Frame Uni-stable Driver | 1 | 500 | https://www.uniblitz.com/products/d880c-shutter-driver/ | uniblitz | [5 empty] | lead time: 4-5 weeks
Hamamatsu <
|  |  |  | Hamamatsu R3896 - PMT tube | 2 | 905 | https://www.hamamatsu.com/us/en/R3896.html | hamamatsu | [5 empty] | manually selected at the factory for low noise
|  |  |  | Hamamatsu C12597-01 - socket | 2 | 254 |  | hamamatsu | [5 empty] | No associated page. Only the specs PDF
> |  |  |  | Hamamatsu C6438 - wide bandwidth amplifier unit |  | 522 |  | hamamatsu | [5 empty] | ! Haven't used yet. See emails from 6/15/15
Newport
|  |  |  | Research Grade Optical Table, 1200 x 2400 x 203 mm, Metric M6 Holes, Model: M-RS2000-48-8 | 1 | 5500 | https://www.newport.com/p/M-RS2000-48-8 | newport | M-RS2000-48-8 |  |  |  |  | Table in Duke. At Harvard the table is of same size.
|  |  |  | ULTRAlign Linear Stage, 25 mm X Travel, Crossed-Roller Bearings, 8-32 & 1/4-20 | 1 | 674 | https://www.newport.com/p/462-X-M | newport | 462-X-M
|  |  |  | Integrated Crossed-Roller Bearing XY Linear Stage, ULTRAlign, 1.0 in. (model 462-XY-M) | 1 | 1024 | https://www.newport.com/p/462-XY-M | newport | 462-XY-M
|  |  |  | Compact Linear Stage, 25 mm Travel, 100 nm MIM, DC Servo with Tach, Metric | 1 | 5196 | https://www.newport.com/p/M-VP-25XA | newport | M-VP-25XA
|  |  |  | Newport ESP301-3G | 1 | 4778 | https://www.newport.com/f/esp301-3-axis-dc-and-stepper-motion-controller | newport | ESP301-3G |  |  |  |  | Also driving the vertical stage actuator (see detector)
Newport CMA-25cccl (obsolete). Replaced by:
|  |  |  | Newport TRB25CC -- Compact Motorized Actuator, 25 mm Travel, DC Servo Motor, 90N | 1 | 1107 | https://www.newport.com/p/TRB25CC | newport | TRB25CC
|  |  |  | Newport ESP300-J joystick | 1 | 567 | https://www.newport.com/p/ESP300-J | newport | ESP300-J |  |  |  |  | none-critical
|  |  |  | Achromatic Waveplate, Half-Wave, Quartz-MgF2, 25.4 mm, 700-1000 nm | 1 | 897 | https://www.newport.com/p/10RP52-2B | newport | 10RP52-2B
|  |  |  | Motorized Rotation Stage, Compact, 360°, DC Servo Motor | 1 | 1803 | https://www.newport.com/p/PR50CC | newport | PR50CC
|  |  |  | Motion Controller, Single-axis DC Motor. | 1 | 1038 | https://www.newport.com/p/SMC100CC | newport | SMC100CC
|  |  |  | Motion Controller Card, Universal, Stepper, DC, and Linear Motors | 1 | 613 | https://www.newport.com/p/XPS-DRV11 | newport | XPS-DRV11
|  |  |  | Power Supply, SMC100 Series, 80W, 100-240 VAC, 47-63 Hz, 1.9 A max. | 1 | 156 | https://www.newport.com/p/SMC-PS80 | newport | SMC-PS80
|  |  |  | RS-232-C Cable, 3 m Length, DB9F to DB9F | 1 | 30 | https://www.newport.com/p/SMC-232 | newport | SMC-232
Edmund Optics
|  |  |  | 6" Travel, 9"L x 2"W Ball Bearing Slide (Stock No. =37-366 ) | 1 | 325 | https://www.edmundoptics.com/optomechanics/translation-stages-slides/manual-stages-slides/6quot-travel-9quotl-x-2quotw-ball-bearing-slide/ | edmundoptics
|  |  |  | Thermal Grease for Galvanometer Scanner (Optional) | 1 | 15 | https://www.edmundoptics.com/lasers/laser-mechanics/Thermal-Grease-for-Galvanometer-Scanner-Optional/ | edmundoptics
|  |  |  | Tuning/Signal Monitoring Breakout Board for 6210H |  |  | https://www.edmundoptics.com/lasers/laser-mechanics/tuningsignal-monitoring-breakout-board-for-6210h/ | edmundoptics
Optotune
|  |  |  | Optotune Electrically Focus-Tunable Lens EL-10-30, NIR Coated (=83-922) | 1 | 440 | [7 empty] | Bought in Edmund Optics -- not available any more
|  |  |  | Optotune Electrical Lens Driver (=88-940) | 1 | 280
Stanford Research systems
|  |  |  | SR570 -- Stanford research systems preamp | 2 | 2600 | http://www.thinksrs.com/products/SR570.htm
Olympus
objective lenses <
|  |  |  | Olympus, XLUMPLFLN20XW; SUPER 20X WATER NA 1.0,WD 2MM, 38 DEG ACCD 2MM | 1 | 6895 | https://www.olympus-lifescience.com/en/objectives/xlumplfln-w/=!cms[tab]=%2Fobjectives%2Fxlumplfln-w%2F20xw | olympus | XLUMPLFLN20XW |  |  |  |  | price: quote for Duke. Discount: 5%
|  | > |  | Olympus, XLUMPLFLN20XW; SUPER 20X WATER NA 1.0,WD 2MM, 38 DEG ACCD 2MM | 1 | 7939.15 | https://www.thorlabs.com/thorproduct.cfm?partnumber=N20X-PFH | thorlabs | N20X-PFH |  |  |  |  | Same as from Olympus. More expensive, but readily available
Hitec
|  |  |  | Hitec HS-422 Servo Motor | 1 | 10 | http://hitecrcd.com/products/servos/sport-servos/analog-sport-servos/hs-422-deluxe-standard-servo/product
Phidgets
|  |  |  | Phidgets 1-motor controller | 1 | 35 | https://www.phidgets.com/?tier=3&catid=21&pcid=18&prodid=1044 | [6 empty] | This link is to a replacement of the original detail. Note that substitution with teensy or Arduino is cheaper and better!
Basler
|  |  |  | Basler scout scA1390-17fm camera, 17 FPS at 1.4 MP res, 1/2" CCD / Sony ICX267 sensor | 1 | 1300 | https://www.baslerweb.com/en/products/cameras/area-scan-cameras/scout/sca1390-17fm/ | [6 empty] | price is approximate. The site is with tech info
Misc
|  |  |  | ball caster with 1/4-20 threaded stud. | 2 | 23.62 | http://apollocaster.com/store/index.php?main_page=product_info&products_id=89449&zenid=f7bd192c04ba3b7ee7e569ae335b514f | [6 empty] | Here is one example
|  |  |  | agilent e3620a -- power supply, 2 Output, 0 V, 25 V, 0 A, 1 A | 1 | 681 | http://www.newark.com/keysight-technologies/e3620a/power-supply-dc-bench-25v-50w/dp/91F3056
|  |  |  | Optically Colored Cast Acrylic Sheet, 3/16" Thick, 12" x 12" | 1 | 8 | http://www.mcmaster.com/=8505k81/=13ybnus
Cambridge Tech (Novanta) <
Novanta orders <
|  |  |  | Cambridge Tech 6210H galvo (3mm (6x5mm) mirrors) and 671 servo board | 1 | 1204 |  | Cambridge Tech | 6SD12047 | C:\data\Dropbox\rnd\manuals\galvos\CambridgeTech\Galvos\CambridgeTech_6210H_3mm-mirror.png | 12-16 weeks |  |  | SYS 1X, 3MM S1, 6210H, 671-1, 40 DEG OPT, +/-28V PS, +/-10V, CMD, 203CM CABLE, NOMNT (X)
|  |  |  | Cambridge Tech 6215H galvo (7mm mirrors) and 671-HP servo board | 1 | 1682 |  | Cambridge Tech | 6SD11468 |  | 12-16 weeks |  |  | GALVO SET, 1X, 6215H, 671-HP, 07MM, X, S1, SI SLAB, 40 DEG OPT-PP, 200CM CABLE, +/-28V PS, +/-10V CMD
|  |  |  | Cambridge Tech 6210H galvo, no mirror | 1 | 534 |  | Cambridge Tech | 6210HM40B |  |  |  |  | GALVO, 6210H, 40 DEG OPT-PP, 0 DEG SLOT, NO CABLE, MICRO AMP CONNECTOR
|  |  |  | Cambridge Tech 6215H galvo with 7mm mirror | 1 | 796 |  | Cambridge Tech | 6SD12356 |  |  |  |  | GALVO-MIRROR, 1X, 7MM S1, 6215H, NOSRV, NOMNT (X)
|  |  |  | 3mm mirror | 1 | 66 |  | Cambridge Tech | 6m2003X-S
|  |  |  | 6210HM60B galvo scanner, AMP connector, ±15 mechanical degrees, ±30 optical degrees | 1 | [8 empty] | Note that the actual scanner might have been ±10 degrees
|  |  |  | 673xx Analog Servo Driver (2 axes) | 1 | [8 empty] | The price is from a quote for 6220H galvanometers. 2550
|  |  |  | Interconnect Cable, 2m | 2
|  |  |  | 3mm XY Mount for the Model 6210H Galvanometer Scanner | 1
| > |  |  | 3mm XY Mirror Set, S1 Protected Silver Coating | 1
Power supply <
|  |  |  | AC-DC CONVERTER, 350W, INDUSTRIA : Enclosed AC DC Converter 1 Output 28V 12.5A 85 ~ 264 VAC Input | 1 | 107 | https://www.digikey.com/product-detail/en/xp-power/SMP350PS28/1470-4449-ND/7897369 | digikey | 1470-4449-ND | C:\data\Dropbox\rnd\microframe\pics\electronics\Industria AC-DC MFG_SMP350.jpg |  |  | SMP350PS28
| > |  |  | Linear AC DC Converter, Bell, 115W, 2 Output 24V -24V 2.4A, 2.4A 100, 120, 220, 230, 240 VAC Input | 1 | 145.35 | https://www.digikey.com/product-detail/en/bel-power-solutions/HCC24-2.4-AG/179-2329-ND/1634184 | digikey | 179-2329-ND |  |  |  | HCC24-2.4-AG
Wiring <
power cables <
|  |  |  | general digikey search |  |  | https://www.digikey.com/products/en/cables-wires/multiple-conductor-cables/473?k=WIRES&k=&pkeyword=WIRES&sv=0&pv77=235729&pv77=67709&pv77=156633&sf=1&FV=78%7C112786%2C316%7C121326%2C1041%7C322831%2C1041%7C340258%2C1041%7C348780%2C1041%7C348787%2C1041%7C348789%2C1041%7C406183%2C1989%7C0%2C-8%7C473&quantity=&ColumnSort=1000011&page=1&stock=1&pageSize=25
|  | > |  | Belden Inc. CABLE 5300FE 008500, 2COND 18AWG GRAY 100' | 1 | 33.5 | https://www.digikey.com/product-detail/en/belden-inc/5300FE-008500/BEL1268-100-ND/7042005 | digikey | BEL1268-100-ND |  |  |  | 5300FE 008500
power supply / servo board necessary components <
inline fuses <
|  | > |  | 10pcs 5x20mm Fuse Holder Inline Screw Type With less than 18 AWG wire + 150pcs Quick Blow Glass Tube Fuse Assorted Kit Amp 250V 0.1A,0.2A,0.5A,1A,2A,3A,5A,8A,10A,15A,5x20mm, 250V 0.5A,1A,5A,10A,15A,6x30mm | 1 | 11.99 | https://www.amazon.com/gp/product/B07F8RLMPB/ref=ox_sc_act_title_1?smid=A3M2HBGA41EX9M&psc=1 | amazon | [5 empty] | Need 3A, .., and 10A fuses for the galvo servo drives
Ring Insulated Electrical Wire Terminals Wire Crimp Connectors <
22-16 AWG
12-10 AWG
|  | > |  | Glarks 540pcs 22-16/16-14/12-10 Gauge Mixed Quick Disconnect Electrical Insulated Butt Bullet Spade Fork Ring Solderless Crimp Terminals Connectors Assortment Kit | 1 | 18.66 | https://www.amazon.com/gp/product/B01E4RAVI0/ref=ppx_yo_dt_b_search_asin_title?ie=UTF8&psc=1 | amazon |  | Glarks 540pcs 22-10AWG terminals.jpg
heat-shrink tubes
>
|  |  | 4 galvo servo boards enclosure < |  |  | 25
|  |  |  | 3D printed enclosure | 1 |  |  | diy
|  |  |  | any of the 120mm fans. The price is approximate. Consider quite choices. | 1 | 15
|  |  | > | any of the 120mm fan guards in the search following the link | 1 | 10 | https://www.amazon.com/s?k=120+mm+fan+grill+guard&ref=nb_sb_noss_2 | amazon
|  |  | spare (copies) electric components for those coming with the servo boards < |  |  | 2.14 | [7 empty] | Cambridge Tech sends the exact number of components necessary to complete the wiring. If you miswire or want to change anything though, you need spares.
|  |  |  | Molex 4 Rectangular Connectors - Housings Receptacle Black 0.100" (2.54mm) | 1 | 0.26 | https://www.digikey.com/product-detail/en/molex-llc/0050579404/WM2902-ND/115057 | digikey | WM2902-ND | C:\data\Dropbox\rnd\microframe\pics\electronics\Molex 50-57-9404.jpg |  |  | 0050579404 | command wires connector
|  |  |  | Molex Socket Contact Gold 22-24 AWG Crimp | 3 | 0.18 | https://www.digikey.com/product-detail/en/molex/0016020103/WM2512-ND/115063 | digikey | WM2512-ND | C:\data\Dropbox\rnd\microframe\pics\electronics\Molex 0016020103.JPG |  |  | 0016020103 | command wires connector
|  |  |  | Molex 4 Rectangular Connectors - Housings Receptacle Natural 0.200" (5.08mm) | 1 | 0.58 | https://www.digikey.com/products/en?keywords=Molex%20%23%2015-24-4048 | digikey | WM6982-ND | C:\data\Dropbox\rnd\microframe\pics\electronics\Molex 15-24-4048.jpg |  |  | 15244048 | power connector
> | > |  | > | Molex Socket Contact Tin 14-20 AWG Crimp Power | 4 | 0.19 | https://www.digikey.com/product-detail/en/molex/0002081201/WM2293CT-ND/2405710 | digikey | WM2293CT-ND | C:\data\Dropbox\rnd\microframe\pics\electronics\Molex 0002081201.jpg |  |  | 0002081201 | power connector; replacement for Molex = 02-08-1202 recommended in the servo manual.
microcircuits <
|  |  |  | digikey search |  |  | https://www.digikey.com/products/en/development-boards-kits-programmers/evaluation-boards-embedded-mcu-dsp/786?k#teensy | digikey
|  |  |  | Teensy 3.2 Development Board | 1 | 19.8 | https://www.pjrc.com/store/teensy32.html | pjrc | TEENSY32
|  |  |  | Teensy 3.2 Development Board with soldered side pins | 1 | 20.8 | https://www.pjrc.com/store/teensy32_pins.html | pjrc | TEENSY32_PINS
|  |  |  | Teensy 4.0 Development Board | 1 | 19.95 | https://www.pjrc.com/store/teensy40.html | pjrc | TEENSY40
|  | > |  | Teensy 4.0 Development Board with soldered side pins | 1 | 22.95 | https://www.pjrc.com/store/teensy40_pins.html | pjrc | TEENSY40_PINS
motors <
servos <
|  |  |  | Hitec HS-422 Servo Motor | 1 | 11.49 | https://www.servocity.com/hs-422-servo | servocity | 31422S |  |  |  | hitecrcd
>
stepper motors <
| > | >
pulleys <
|  |  |  | O-Ring Pulleys, 1" | 1 | 5.99 | https://www.servocity.com/smooth-hub-pulleys | servocity | 615130
|  |  |  | O-Ring Pulleys, 2" | 1 | 7.99 | https://www.servocity.com/smooth-hub-pulleys | servocity | 615134
|  |  |  | O-Ring Pulleys, 3" | 1 | 9.99 | https://www.servocity.com/smooth-hub-pulleys | servocity | 615138
|  |  |  | 1/8" O-Ring Belts, 3.5" | 1 | 0.69 | https://www.servocity.com/0-125-1-8-o-ring-belts | servocity | 636120
| > |  |  | 1/8" O-Ring Belts, different length |  |  | https://www.servocity.com/0-125-1-8-o-ring-belts | servocity
Pockels cells <
Conoptics <
|  |  | Conoptics M350-80-LA + 302RM < |  |  | 11250 | [7 empty] | sold with 10% educational discount to this price
|  |  |  | model 350-80-LA-02-RP KD*P series E-O modulator with 3.5mm aperture and removable output polarizer | 1 | 5100 |  | conoptics |  |  | 6 |  |  | has a low dispersion at 1um
|  |  |  | model 302RM driver, DC-to-250KHz Bandwidth, 1us Rise/Fall, 750V | 1 | 5300 |  | conoptics |  |  | 6
> | > |  | > | BK option used to minimize piezo-electric resonanses for model 350 series | 1 | 850 |  | conoptics |  |  | 6
Holoeye <
| SLMs < |  |  |  |  | 15500
Holoeye SLM asmbly <
|  |  |  | Driver Unit | 1 | 11300
|  |  |  | PLUTO-2-NIR-015 phase only SLM - display | 1 | 4200
> |  |  | > | M2 screws | 3 |  | https://www.mcmaster.com/91290A015
Meadowlark <
Meadowlark SLM asmbly <
| > |  | >

## common
cat2 | cat1 | swap-in | Assembly | Part name | Qty | Price ea, $ | url | vendor | catalog # | pic | lead time | extra info | Notes
mirrors <
mirrors for <12mm beams and 1" mounts <
ultrafast mirror, beam<1/2" <
|  |  | mounted 1/2"mirror < |  |  | 82.84
|  |  |  | AD1 - Ø1" OD Adapter for Ø1/2" Optic, 0.25" Thick | 1 | 16.56 | https://www.thorlabs.com/thorproduct.cfm?partnumber=AD1 | thorlabs | AD1
|  | > | > | UM05-AG - Ø1/2" Ultrafast-Enhanced Silver Mirror, 750 - 1000 nm | 1 | 66.28 | https://www.thorlabs.com/thorproduct.cfm?partnumber=UM05-AG | thorlabs | UM05-AG
|  |  | right angle, 30mm cage mirror < |  |  | 195.02
|  |  |  | KCB1 - Right-Angle Kinematic Mirror Mount with Tapped Cage Rod Holes, 30 mm Cage System and SM1 Compatible, 8-32 and 1/4"-20 Mounting Holes | 1 | 143 | https://www.thorlabs.com/thorproduct.cfm?partnumber=KCB1 | thorlabs | KCB1
|  |  | > | PF10-03-P01 - Ø1" Protected Silver Mirror | 1 | 52.02 | https://www.thorlabs.com/thorproduct.cfm?partnumber=PF10-03-P01 | thorlabs | PF10-03-P01 |  |  |  | reflectance >97.5% for 450 nm - 2 µm (-P01)
|  |  | KCB1+UM10-AG - right angle, 30mm cage, ultrafast mirror < |  |  | 247.97 |  |  |  | KCB1+UM10-AG - right angle_30mm cage_ultrafast mirror.png
|  |  |  | KCB1 - Right-Angle Kinematic Mirror Mount with Tapped Cage Rod Holes, 30 mm Cage System and SM1 Compatible, 8-32 and 1/4"-20 Mounting Holes | 1 | 143 | https://www.thorlabs.com/thorproduct.cfm?partnumber=KCB1 | thorlabs | KCB1
|  |  | > | UM10-AG - Ø1" Ultrafast-Enhanced Silver Mirror, 750 - 1000 nm | 1 | 104.97 | https://www.thorlabs.com/thorproduct.cfm?partnumber=UM10-AG | thorlabs | UM10-AG | 0 |  | 0 | reflectance >97.5% for 450 nm - 2 µm (-P01)
|  |  | KCB1C+UM10-AG - right angle, rod bores, 30mm cage, ultrafast mirror < |  |  | 252.26 |  |  |  | KCB1C+UM10-AG - right angle_rod bores_30mm cage_ultrafast mirror.png
|  |  |  | KCB1C - Right-Angle Kinematic Mirror Mount with Smooth Cage Rod Bores, 30 mm Cage System and SM1 Compatible, 8-32 and 1/4"-20 Mounting Holes | 1 | 147.29 | https://www.thorlabs.com/thorproduct.cfm?partnumber=KCB1C#ad-image-0 | thorlabs | KCB1C | KCB1C.jpg | 0 | 0
|  |  | > | UM10-AG - Ø1" Ultrafast-Enhanced Silver Mirror, 750 - 1000 nm | 1 | 104.97 | https://www.thorlabs.com/thorproduct.cfm?partnumber=UM10-AG | thorlabs | UM10-AG | 0 |  | 0 | reflectance >97.5% for 450 nm - 2 µm (-P01)
|  |  | 2" mounted mirror: KCB2C + PF20-03-01 < |  |  | 275
|  |  |  | KCB2C - Right-Angle Kinematic Mirror Mount with Smooth Cage Rod Bores, 60 mm Cage System and SM2 Compatible, 8-32 and 1/4"-20 Mounting Holes | 1 | 168.92 | https://www.thorlabs.com/thorproduct.cfm?partnumber=KCB2C | thorlabs | KCB2C |  |  |  |  | A more flexible choice than KCB2, as it allows connecting the cubes directly, without LCP01
|  |  | > | PF20-03-P01 - Ø2" Protected Silver Mirror | 1 | 106.08 | https://www.thorlabs.com/thorproduct.cfm?partnumber=PF20-03-P01 | thorlabs | PF20-03-P01
| posts < |  | 1.5" post assembly < |  |  | 12.19
|  |  |  | PH1.5 - Ø1/2" Post Holder, Spring-Loaded Hex-Locking Thumbscrew, L = 1.5" | 1 | 7.22 | https://www.thorlabs.com/thorproduct.cfm?partnumber=PH1.5 | thorlabs | PH1.5 | PH1.5.jpg |  | 0
|  |  | > | TR1.5 - Ø1/2" Optical Post, SS, 8-32 Setscrew, 1/4"-20 Tap, L = 1.5" | 1 | 4.97 | https://www.thorlabs.com/thorproduct.cfm?partnumber=TR1.5 | thorlabs | TR1.5 | TR1.5.jpg |  | 0
|  |  | 2" post assembly < |  |  | 12.89
|  |  |  | PH2 - Ø1/2" Post Holder, Spring-Loaded Hex-Locking Thumbscrew, L = 2" | 1 | 7.7 | https://www.thorlabs.com/thorproduct.cfm?partnumber=PH2 | thorlabs | PH2 | PH2.jpg |  | 0
|  |  | > | TR2 - Ø1/2" Optical Post, SS, 8-32 Setscrew, 1/4"-20 Tap, L = 2" | 1 | 5.19 | https://www.thorlabs.com/thorproduct.cfm?partnumber=TR2 | thorlabs | TR2 | TR2.jpg |  | 0
|  |  | 3" post assembly < |  |  | 13.69
|  |  |  | PH3 - Ø1/2" Post Holder, Spring-Loaded Hex-Locking Thumbscrew, L = 3" | 1 | 8.27 | https://www.thorlabs.com/thorproduct.cfm?partnumber=PH3=ad-image-0 | thorlabs | PH3
|  |  | > | TR3 - Ø1/2" Optical Post, SS, 8-32 Setscrew, 1/4"-20 Tap, L = 3" | 1 | 5.42 | https://www.thorlabs.com/thorproduct.cfm?partnumber=TR3 | thorlabs | TR3
|  |  | 2" post assembly with short base < |  |  | 18.09
|  |  |  | 2" post assembly < | 1 | 12.89
|  |  | > | BA1S - Mounting Base, 1" x 2.3" x 3/8" | 1 | 5.2 | https://www.thorlabs.com/thorproduct.cfm?partnumber=BA1S | thorlabs | BA1S
|  |  | 3" post assembly with short base < |  |  | 18.89
|  |  |  | 3" post assembly < | 1 | 13.69
|  |  | > | BA1S - Mounting Base, 1" x 2.3" x 3/8" | 1 | 5.2 | https://www.thorlabs.com/thorproduct.cfm?partnumber=BA1S | thorlabs | BA1S
|  |  | 4" post assembly, pedestal mounted < |  |  | 36.5
|  |  |  | PH4 - Ø1/2" Post Holder, Spring-Loaded Hex-Locking Thumbscrew, L = 4" | 1 | 9.45 | https://www.thorlabs.com/thorproduct.cfm?partnumber=PH4#ad-image-0 | thorlabs | PH4 | 0 | 0 | 0
|  |  |  | TR4 - Ø1/2" Optical Post, SS, 8-32 Setscrew, 1/4"-20 Tap, L = 4" | 1 | 5.87 | https://www.thorlabs.com/thorproduct.cfm?partnumber=TR4 | thorlabs | TR4 | TR4.jpg | 0 | 0
|  |  |  | BE1 - Ø1.25" Studded Pedestal Base Adapter, 1/4"-20 Thread | 1 | 9.49 | https://www.thorlabs.com/thorproduct.cfm?partnumber#BE1-P5 | thorlabs | BE1 | 0 | 0 | 0
| > |  | > | CF125C - Clamping Fork, 1.24" Counterbored Slot, 1/4"-20 Captive Screw | 1 | 11.69 | https://www.thorlabs.com/thorproduct.cfm?partnumber=CF125C#ad-image-0 | thorlabs | CF125C | 0 | 0 | 0
dichroic housing <
|  |  | dichroic, 30mm cube, housing common < |  |  | 190.19 |  |  |  | dichroic_30mm cube_housing common.png
|  |  |  | B4C - Kinematic Cage Cube Platform for C4W/C6W | 1 | 98.43 | https://www.thorlabs.com/thorproduct.cfm?partnumber#B4C | thorlabs | B4C
|  |  |  | FFM1 - 30-mm-Cage-Compatible Rectangular Filter Mount | 1 | 58.4 | https://www.thorlabs.com/thorproduct.cfm?partnumber#FFM1 | thorlabs | FFM1
|  |  |  | B1C - Blank Cover Plate | 1 | 18.77 | https://www.thorlabs.com/thorproduct.cfm?partnumber#B1C | thorlabs | B1C
|  |  | > | SM1PL - Externally SM1-Threaded Plug | 1 | 14.59 | https://www.thorlabs.com/thorproduct.cfm?partnumber#SM1PL | thorlabs | SM1PL
|  |  | 30mm cage dichroic housing, rods through < |  |  | 253.94 |  |  |  | 30mm cage dichroic housing_rods through.png
|  |  |  | C6W - 30 mm Cage Cube, Ø6 mm Through Holes | 1 | 63.75 | https://www.thorlabs.com/thorproduct.cfm?partnumber=C6W | thorlabs | C6W | C6W.jpg | 0 | 0
|  |  | > | dichroic, 30mm cube, housing common < | 1 | 190.19 |  |  |  | dichroic_30mm cube_housing common.png
|  |  | 30mm cage dichroic housing, rods end < |  |  | 250.63 |  |  |  | 30mm cage dichroic housing_rods end.png
|  |  |  | C4W - 30 mm Cage Cube | 1 | 60.44 | https://www.thorlabs.com/thorproduct.cfm?partnumber=C4W | thorlabs | C4W | C4W.jpg | 0 | 0
| > |  | > | dichroic, 30mm cube, housing common < | 1 | 190.19 |  |  |  | dichroic_30mm cube_housing common.png
|  |  | Cambridge Tech, 6210H 3 mm galvo, 671 servo < |  |  | 1509.29
|  |  |  | Cambridge Tech 6210H galvo (3mm (6x5mm) mirrors) and 671 servo board | 1 | 1204
|  |  |  | AC-DC CONVERTER, 350W, INDUSTRIA : Enclosed AC DC Converter 1 Output 28V 12.5A 85 ~ 264 VAC Input | 2 | 107 |  |  | 0 | 0 | 0 | 30mm cage dichroic housing_rods end.png | 0 | 0
|  |  |  | Belden Inc. CABLE 5300FE 008500, 2COND 18AWG GRAY 100' | 1 | 33.5
|  |  |  | 10pcs 5x20mm Fuse Holder Inline Screw Type With less than 18 AWG wire + 150pcs Quick Blow Glass Tube Fuse Assorted Kit Amp 250V 0.1A,0.2A,0.5A,1A,2A,3A,5A,8A,10A,15A,5x20mm, 250V 0.5A,1A,5A,10A,15A,6x30mm | 1 | 11.99
|  |  |  | Glarks 540pcs 22-16/16-14/12-10 Gauge Mixed Quick Disconnect Electrical Insulated Butt Bullet Spade Fork Ring Solderless Crimp Terminals Connectors Assortment Kit | 1 | 18.66
|  |  |  | 4 galvo servo boards enclosure < | 1 | 25
|  |  | > | spare (copies) electric components for those coming with the servo boards < | 1 | 2.14
variable length 4-ER-rod connectors <
|  |  | ER-rod connection_4-7in < |  |  | 48.19 |  |  |  | ER-rod connector_4-7in_v1.png
|  |  |  | CP08 - SM1-Threaded 30 mm Cage Plate with Flexure Clamping, 1 Retaining Ring, 8-32 Tap | 1 | 19.79 | https://www.thorlabs.com/thorproduct.cfm?partnumber=CP08 | thorlabs | CP08 | CP08.jpg |  | 0
|  |  | > | ER4 - Cage Assembly Rod, 4" Long, Ø6 mm | 4 | 7.1 | https://www.thorlabs.com/thorproduct.cfm?partnumber=ER4 | thorlabs | ER4 | ER4.jpg |  | 0
|  |  | ER-rod connection_2-3.5in < |  |  | 44.19 |  |  |  | ER-rod connector_2-3.5in_v1.png
|  |  |  | CP08 - SM1-Threaded 30 mm Cage Plate with Flexure Clamping, 1 Retaining Ring, 8-32 Tap | 1 | 19.79 | https://www.thorlabs.com/thorproduct.cfm?partnumber=CP08 | thorlabs | CP08 | CP08.jpg |  | 0
|  |  | > | ER2 - Cage Assembly Rod, 2" Long, Ø6 mm | 4 | 6.1 | https://www.thorlabs.com/thorproduct.cfm?partnumber=ER2 | thorlabs | ER2 | ER2.jpg |  | 0
|  |  | Cambridge Tech 6210H mounted in C6W < |  |  | 2471.75
|  |  |  | Cambridge Tech 6210H with 3mm (6x5mm) 6110 mirror and cables | 1 | 2408 |  | Cambridge Tech | 6SD12047 |  | 12-16 |  |  | SYS 1X, 3MM S1, 6210H, 671-1, 40 DEG OPT, +/-28V PS, +/-10V, CMD, 203CM CABLE, NOMNT (X)
|  |  |  | C6W - 30 mm Cage Cube, Ø6 mm Through Holes | 1 | 63.75 | https://www.thorlabs.com/thorproduct.cfm?partnumber=C6W | thorlabs | C6W | C6W.jpg | 0 | 0
|  |  | > | Cambridge Tech 6210H mounted in C6W DIY parts | 1

## pre-scanner
cat3 | cat2 | cat1 | cat0 | swap-in | Assembly | Part name | Qty | Price ea, $ | url | vendor | catalog # | pic | lead time | extra info | Notes
telescopes <
[5 empty] | laser telescope 1 < |  |  | 412.83 | [6 empty] | Adjusts the beam diameter to fit the required aperture (e.g., dictated by the size of the galvo mirrors).
[6 empty] | CP35 - 30 mm Cage Plate with Ø1" Double Bore, 8-32 Tap | 2 | 18.68 | https://www.thorlabs.com/thorproduct.cfm?partnumber=CP35 | thorlabs | CP35 | CP35.jpg |  | 0
[6 empty] | AC254-045-B - f=45.0 mm, Ø1" Achromatic Doublet, ARC: 650-1050 nm | 1 | 89 | https://www.thorlabs.com/thorproduct.cfm?partnumber=AC254-045-B | thorlabs | AC254-045-B | AC254-045-B.jpg |  | 0 | This choice of lenses increases the beam from about 1.1mm (diameter of our output laser beam to 3mm in diameter (galvo mirror size).
[6 empty] | AC254-125-B - f=125.0 mm, Ø1" Achromatic Doublet, ARC: 650-1050 nm | 1 | 89 | https://www.thorlabs.com/thorproduct.cfm?partnumber=AC254-125-B | thorlabs | AC254-125-B | AC254-125-B.jpg |  | 0
[6 empty] | CP20S - 30 mm Cage System Iris, Ø20.0 mm Maximum Aperture | 1 | 88 | https://www.thorlabs.com/thorproduct.cfm?partnumber=CP20S | thorlabs | CP20S | CP20S.jpg |  | 0 | The main purpose is to narrow the beam during the alignment, but can also be used to remove the unwanted glare (especially, if no precision "beam cleaning" pinhole is used.
[6 empty] | 3" post assembly with short base < | 1 | 18.89
[6 empty] | ER10 - Cage Assembly Rod, 10" Long, Ø6 mm | 4 | 12.7 | https://www.thorlabs.com/thorproduct.cfm?partnumber=ER10 | thorlabs | ER10
[6 empty] | LCP02 - 30 mm to 60 mm Cage Plate Adapter, 8-32 Tap | 1 | 39.78 | https://www.thorlabs.com/thorproduct.cfm?partnumber=LCP02 | thorlabs | LCP02 | LCP02.jpg |  | 0
[5 empty] | > | ER2-P4 - Cage Assembly Rod, 2" Long, Ø6 mm, 4 Pack | 1 | 23.18 | https://www.thorlabs.com/thorproduct.cfm?partnumber=ER2-P4 | thorlabs | ER2-P4 | ER2-P4.jpg |  | 0
[5 empty] | laser telescope 2 < |  |  | 530.68 |  |  |  | telescope_asmbly1.png |  |  | Adjusts the beam diameter to fit the required aperture (e.g., dictated by the size of the galvo mirrors).
[6 empty] | AC254-045-B - f=45.0 mm, Ø1" Achromatic Doublet, ARC: 650-1050 nm | 1 | 89 | https://www.thorlabs.com/thorproduct.cfm?partnumber=AC254-045-B | thorlabs | AC254-045-B | AC254-045-B.jpg |  | 0 | This choice of lenses increases the beam from about 1.3mm (diameter of our output laser beam) to 3mm in diameter (galvo mirror size).
[6 empty] | AC254-100-B - f = 100.0 mm, Ø1" Achromatic Doublet, ARC: 650 - 1050 nm | 1 | 94.42 | https://www.thorlabs.com/thorproduct.cfm?partnumber=AC254-100-B | thorlabs | AC254-100-B | AC254-100-B.jpg | 0 | 0
[6 empty] | SPT1 - Coarse ±1 mm XY Slip Plate Positioner, 30 mm Cage Compatible | 2 | 66.55 | https://www.thorlabs.com/thorproduct.cfm?partnumber=SPT1 | thorlabs | SPT1 | SPT1.jpg |  | 0
[6 empty] | SM1L03 - SM1 Lens Tube, 0.30" Thread Depth, One Retaining Ring Included | 1 | 12.16 | https://www.thorlabs.com/thorproduct.cfm?partnumber=SM1L03 | thorlabs | SM1L03 | SM1L03.jpg |  | 0
[6 empty] | SM1L05 - SM1 Lens Tube, 0.50" Thread Depth, One Retaining Ring Included | 1 | 12.59 | https://www.thorlabs.com/thorproduct.cfm?partnumber=SM1L05 | thorlabs | SM1L05 | SM1L05.jpg |  | 0
[6 empty] | CP20S - 30 mm Cage System Iris, Ø20.0 mm Maximum Aperture | 1 | 88 | https://www.thorlabs.com/thorproduct.cfm?partnumber=CP20S | thorlabs | CP20S | CP20S.jpg |  | 0 | The main purpose is to narrow the beam during the alignment, but can also be used to remove the unwanted glare (especially, if no precision "beam cleaning" pinhole is used.
|  |  | rods < |  |  | ER10 - Cage Assembly Rod, 10" Long, Ø6 mm | 3 | 12.7 | https://www.thorlabs.com/thorproduct.cfm?partnumber=ER10 | thorlabs | ER10 | ER10.jpg | 0 | 0
|  |  | > |  |  | ER8 - Cage Assembly Rod, 8" Long, Ø6 mm | 1 | 12.05 | https://www.thorlabs.com/thorproduct.cfm?partnumber=ER8 | thorlabs | ER8 | ER8.jpg | 0 | 0
|  |  | mounting < |  |  | CP35 - 30 mm Cage Plate with Ø1" Double Bore, 8-32 Tap | 1 | 18.68 | https://www.thorlabs.com/thorproduct.cfm?partnumber=CP35 | thorlabs | CP35 | CP35.jpg |  | 0
[6 empty] | 3" post assembly < | 1 | 13.69 |  |  |  | 0
|  |  | > |  | > | 3" post assembly with short base < | 1 | 18.89 |  |  |  | 0
spacial filters <
[5 empty] | precision pinhole < |  |  | 269.32 |  |  |  | mounted_precision-pinhole_50um_xy-mount.png |  |  | The telescope is a natural place to position the precision pinhole to spacially filter the incoming laser beam to get a more Gaussian beam as a result.
[6 empty] | CXY1 - 30 mm Cage System, XY Translating Lens Mount for Ø1" Optics | 1 | 187.2 | https://www.thorlabs.com/thorproduct.cfm?partnumber=CXY1=ad-image-0 | thorlabs | CXY1 | CXY1.jpg |  | 0
[6 empty] | SM1L05 - SM1 Lens Tube, 0.50" Thread Depth, One Retaining Ring Included | 1 | 12.59 | https://www.thorlabs.com/thorproduct.cfm?partnumber=SM1L05 | thorlabs | SM1L05 | SM1L05.jpg |  | 0
> |  |  | > |  | > | P50D - Ø1" Mounted Precision Pinhole, 50 ± 3 µm Pinhole Diameter | 1 | 69.53 | https://www.thorlabs.com/thorproduct.cfm?partnumber=P50D | thorlabs | P50D | P50D.jpg |  | 0 | The precision pinhole to clean up the gaussian fs beam. 40um is a better fit, but there is no high-power version of that pinhole at Thorlabs, which might be required.
rig beam splitter <
[5 empty] | cube beam splitter < |  |  | 292.13
[6 empty] | BS017 - 50:50 Non-Polarizing Beamsplitter Cube, 700-1100 nm, 20 mm | 1 | 197.88 | https://www.thorlabs.com/thorproduct.cfm?partnumber=BS017 | thorlabs | BS017 |  |  |  | 50:50 beam splitter (might be different size..)
[6 empty] | KM100PM - Kinematic Prism Mount, 1.00" Deep, 6-32 Taps | 1 | 75.48 | https://www.thorlabs.com/thorproduct.cfm?partnumber=KM100PM | thorlabs | KM100PM |  |  |  | most likely this model..
[5 empty] | > | PM3 - Small Adjustable Clamping Arm, 6-32 Threaded Post | 1 | 18.77 | https://www.thorlabs.com/thorproduct.cfm?partnumber=PM3 | thorlabs | PM3 |  |  |  | In the rig -- discontinued PM2
[5 empty] | plate beamsplitter, 30mm cage system < |  |  | 405.5 | [7 empty] | `
[6 empty] | CP35 - 30 mm Cage Plate with Ø1" Double Bore, 8-32 Tap | 1 | 18.68 | https://www.thorlabs.com/thorproduct.cfm?partnumber=CP35 | thorlabs | CP35
[6 empty] | CP360R - Pivoting, Quick-Release, Ø1" Optic Mount for 30 mm Cage System | 1 | 95.63 | https://www.thorlabs.com/thorproduct.cfm?partnumber=CP360R | thorlabs | CP360R | CP360R.jpg |  | 0
[6 empty] | UFBS5050 - Ø1" 50:50 (R:T) Low-GDD Ultrafast Beamsplitter, 600 - 1500 nm, 45° AOI | 1 | 260.1 | https://www.thorlabs.com/thorproduct.cfm?partnumber=UFBS5050 | thorlabs | UFBS5050 | UFBS5050.jpg |  | 0
[6 empty] | ER2 - Cage Assembly Rod, 2" Long, Ø6 mm | 2 | 6.1 | https://www.thorlabs.com/thorproduct.cfm?partnumber=ER2 | thorlabs | ER2 | ER2.jpg |  | 0
> |  |  |  |  | > | 3" post assembly with short base < | 1 | 18.89
power controller <
Power meters <
30 mm cage mountable asmblies <
[6 empty] | PM16-405 - USB Power Meter, Thermal Sensor, 0.19 - 20 µm, 5 W Max | 1 | 1050 | https://www.thorlabs.com/thorproduct.cfm?partnumber=PM16-405 | thorlabs | PM16-405 | PM16-405.jpg |  | 0
[5 empty] | power meter, without display, Thorlabs < |  |  | 1230.87
[6 empty] | S405C - Thermal Power Sensor Head, Surface Absorber, 0.19 - 20 µm, 5 W, Ø10 mm | 1 | 746.87 | https://www.thorlabs.com/thorproduct.cfm?partnumber=S405C | thorlabs | S405C | S405C.jpg |  | 0
[5 empty] | > | PM102 - Thermal Sensor Interface with USB, RS232, UART, and Analog Operation | 1 | 484 | https://www.thorlabs.com/thorproduct.cfm?partnumber=PM102 | thorlabs | PM102 | PM102.jpg |  | 0
[5 empty] | power meter, with display, Thorlabs < |  |  | 1821.87
[6 empty] | S405C - Thermal Power Sensor Head, Surface Absorber, 0.19 - 20 µm, 5 W, Ø10 mm | 1 | 746.87 | https://www.thorlabs.com/thorproduct.cfm?partnumber=S405C | thorlabs | S405C | S405C.jpg |  | 0
[5 empty] | > | PM100D - Compact Power and Energy Meter Console, Digital 4" LCD | 1 | 1075 | https://www.thorlabs.com/thorproduct.cfm?partnumber=PM100D | thorlabs | PM100D | PM100D.jpg |  | 0
diy power meter, without microcircuit <
[6 empty] | "Wire Glue" electrically conductive glue | 1
[6 empty] | TEC (Peltier Thermoelectric Cooler Module) with high Q | 1
[6 empty] | heat sink | 1
|  |  |  | > | > | heat sink - 30mm cage system adapter + case | 1 |  |  | diy
[5 empty] | power meter with display 1-asmbly for attenuator < |  |  | 1883.47 |  |  |  | power meter-attenuator asmbly.png |  |  | Notice that the power meter used in this assembly has swap-in replacements
[6 empty] | power meter, with display, Thorlabs < | 1 | 1821.87
[6 empty] | CP30 - 30 mm to 30 mm Cage System Right-Angle Adapter | 1 | 51.5 | https://www.thorlabs.com/thorproduct.cfm?partnumber=CP30 | thorlabs | CP30 | CP30.jpg |  | 0
|  | > |  |  | > | ER1 - Cage Assembly Rod, 1" Long, Ø6 mm | 2 | 5.05 | https://www.thorlabs.com/thorproduct.cfm?partnumber=ER1 | thorlabs | ER1 | ER1.jpg |  | 0
Pockels cell-based power controller <
Conoptics Pockels cell-based power controller <
[5 empty] | Conoptics M350-80-LA + 302RM < |  |  | 11250
[6 empty] | model 350-80-LA-02-RP KD*P series E-O modulator with 3.5mm aperture and removable output polarizer | 1 | 5100 | 0 | conoptics | 0 | 0 |  | 0
[6 empty] | model 302RM driver, DC-to-250KHz Bandwidth, 1us Rise/Fall, 750V | 1 | 5300 | 0 | conoptics | 0 | 0 |  | 0
[5 empty] | > | BK option used to minimize piezo-electric resonanses for model 350 series | 1 | 850 | 0 | conoptics | 0 | 0 |  | 0
[5 empty] | Conoptics M350-80-LA + 302RM 30mm cage system mount < |  |  | 253.84
[6 empty] | LCP02 - 30 mm to 60 mm Cage Plate Adapter, 8-32 Tap | 2 | 42.2 | https://www.thorlabs.com/thorproduct.cfm?partnumber=LCP02 | thorlabs | LCP02
[6 empty] | SPT2 - Coarse ±2 mm Slip Plate Positioner for 60 mm Cage System | 2 | 71.03 | https://www.thorlabs.com/thorproduct.cfm?partnumber=SPT2 | thorlabs | SPT2
|  | > | > |  | > | 3" post assembly < | 2 | 13.69 | 0 | 0 | 0 | 0 |  | 0
Glan-polarizer based asmblies <
Glan-polarizer asmbly <
Glan-laser polarizer mounted for 30mm cage system <
[5 empty] | GL10-B based mounted polarizer < |  |  | 859
[6 empty] | GL10-B Mounted Glan-Laser Polarizer, Ø10 mm CA, AR Coating: 650 - 1050 nm | 1 | 806 | https://www.thorlabs.com/thorproduct.cfm?partnumber=GL10-B | thorlabs | GL10-B | GL10-B.jpg | 0 | 0
[5 empty] | > | SM1PM10 - SM1 Lens Tube Mount for 8 mm and 10 mm Mounted Polarizing Prisms | 1 | 53 | https://www.thorlabs.com/thorproduct.cfm?partnumber=SM1PM10 | thorlabs | SM1PM10 | SM1PM10.jpg | 0 | 0
[5 empty] | GL5-B based mounted polarizer < |  |  | 785.03
[6 empty] | GL5-B - Mounted Glan-Laser Polarizer, Ø5 mm CA, AR Coating: 650 - 1050 nm | 1 | 712.03 | https://www.thorlabs.com/thorproduct.cfm?partnumber=GL5-B | thorlabs | GL5-B
[6 empty] | SM05PM5 - SM05 Lens Tube Mount for 5 mm Mounted Polarizing Prisms | 1 | 52.22 | https://www.thorlabs.com/thorproduct.cfm?partnumber=SM05PM5 | thorlabs | SM05PM5
[5 empty] | > | SM1A6 - Adapter with External SM1 Threads and Internal SM05 Threads, 0.15" Thick | 1 | 20.78 | https://www.thorlabs.com/thorproduct.cfm?partnumber=SM1A6 | thorlabs | SM1A6
[5 empty] | Edmund optics < |  |  | 770
[6 empty] | Glan-Laser Polarizer 350 - 2300nm, 8mm | 1 | 770 | https://www.edmundoptics.com/p/glan-laser-polarizer-350-2200nm-8mm/32020/ | edmund optics | 89-551 |  |  |  | 25.4mm in diameter, 24.5mm in length. No threads. Can be held, e.g., in an SM1L.. tube. But how can it be secured?
|  |  |  | > | > | …
[5 empty] | Glan-polarizer rotatable asmbly, 5mm -1 < |  |  | 872.42 |  |  |  | Glan-polarizer asmbly 5mm.png
[6 empty] | GL5-B based mounted polarizer < | 1 | 785.03 | 0 | 0 | 0 | 0 |  | 0
[5 empty] | > | CRM1 - Cage Rotation Mount for Ø1" Optics, SM1 Threaded, 8-32 Tap | 1 | 87.39 | https://www.thorlabs.com/thorproduct.cfm?partnumber=CRM1 | thorlabs | CRM1 | CRM1.jpg |  | 0
[5 empty] | Glan-polarizer rotatable asmbly, 10mm -1 < | [6 empty] | Glan-polarizer asmbly 10mm.png
[6 empty] | GL10-B based mounted polarizer < | 1 | 859 |  |  |  | 0
|  | > |  |  | > | CRM1 - Cage Rotation Mount for Ø1" Optics, SM1 Threaded, 8-32 Tap | 1 | 87.39 | https://www.thorlabs.com/thorproduct.cfm?partnumber=CRM1 | thorlabs | CRM1 | CRM1.jpg | 0 | 0
waveplates <
|  |  |  | half-wave plate asmbly mountable in CRM1 < | [10 empty] | Note that the wave plates listed here are chosen to allow for a broadband wavelength range and have a high damage threshold. If these can be relaxed, other materials, such as quartz zero-order half waveplates, or achromatic polymers, can also be used.
[6 empty] | AHWP05M-980 - Ø1/2" Mounted Achromatic Half-Wave Plate, Ø1" Mount, 690 - 1200 nm | 1 | 839.43 | https://www.thorlabs.com/thorproduct.cfm?partnumber=AHWP05M-980 | thorlabs | AHWP05M-980 | AHWP05M-980.jpg
[6 empty] | AHWP10M-980 - Ø1" Mounted Achromatic Half-Wave Plate, SM1-Threaded Mount, 690 - 1200 nm | 1 | 884 | https://www.thorlabs.com/thorproduct.cfm?partnumber=AHWP10M-980 | thorlabs | AHWP10M-980 | AHWP10M-980.jpg
|  | > |  | > |  | Achromatic Waveplate, Half-Wave, Quartz-MgF2, 25.4 mm, 700-1000 nm | 1 | 897 | https://www.newport.com/p/10RP52-2B | newport | 10RP52-2B | 0 |  | 0
1" optics rotator <
DIY rotator <
[5 empty] | rotator pulley system < |  |  | 14.67
[6 empty] | O-Ring Pulleys, 1" | 1 | 5.99 | https://www.servocity.com/smooth-hub-pulleys | servocity | 615130 | 0 |  | 0
[6 empty] | O-Ring Pulleys, 2" | 1 | 7.99 | https://www.servocity.com/smooth-hub-pulleys | servocity | 615134 | 0 |  | 0
[6 empty] | 1/8" O-Ring Belts, 3.5" | 1 | 0.69 | https://www.servocity.com/0-125-1-8-o-ring-belts | servocity | 636120 | 0 |  | 0
[5 empty] | > | pulley-30mm cage system adapter | 1 |  |  | diy |  | CRM1-pulley adapter_v1.png
[5 empty] | table mounted servo < |  |  | 34.44 |  |  |  | table mounted servo hs-422_v3.png
[6 empty] | Hitec HS-422 Servo Motor | 1 | 11.49 | https://www.servocity.com/hs-422-servo | servocity | 31422S | 0 |  | 0
[6 empty] | Hitec HS-422 servo table mount | 1 |  |  | diy |  | servo table mount_v3.png
[5 empty] | > | Teensy 4.0 Development Board with soldered side pins | 1 | 22.95 | https://www.pjrc.com/store/teensy40_pins.html | pjrc | TEENSY40_PINS | 0 |  | 0 | teensy 3 through 4 (maybe, newer as well)
[5 empty] | diy rotator < |  |  | 69.31
[6 empty] | rotator pulley system < | 1 | 14.67
[6 empty] | table mounted servo < | 1 | 34.44
[5 empty] | > | ER1 - Cage Assembly Rod, 1" Long, Ø6 mm | 4 | 5.05 | https://www.thorlabs.com/thorproduct.cfm?partnumber=ER1 | thorlabs | ER1 | ER1.jpg |  | 0
[5 empty] | diy 1" optics rotator < |  |  | 156.7 |  |  |  | 1in optics rotator_diy1.png
[6 empty] | diy rotator < | 1 | 69.31
|  |  | > |  | > | CRM1 - Cage Rotation Mount for Ø1" Optics, SM1 Threaded, 8-32 Tap | 1 | 87.39 | https://www.thorlabs.com/thorproduct.cfm?partnumber=CRM1 | thorlabs | CRM1 | CRM1.jpg |  | 0
Off-the-shelf 1" optics rotators <
[5 empty] | Thorlabs off-the-shelf 1" optics rotator 1 < |  |  | 546.93
[6 empty] | ELL14K - Rotation Mount Bundle: ELL14 Mount, Interface Board, Power Supply, Cables | 1 | 546.93 | https://www.thorlabs.com/thorproduct.cfm?partnumber=ELL14K | thorlabs | ELL14K | ELL14K.jpg |  | 0
[5 empty] | > | ELL14 enclosure | 1 |  |  | diy
[5 empty] | Thorlabs off-the-shelf 1" optics rotator 2 < |  |  | 1581
[6 empty] | PRM1Z8 - Ø1" Motorized Precision Rotation Stage (Imperial) | 1 | 909 | https://www.thorlabs.com/thorproduct.cfm?partnumber=PRM1Z8 | thorlabs | PRM1Z8 | PRM1Z8.jpg |  | 0
[6 empty] | KDC101 - K-Cube Brushed DC Servo Motor Controller (Power Supply Not Included) | 1 | 639 | https://www.thorlabs.com/thorproduct.cfm?partnumber=KDC101 | thorlabs | KDC101 | KDC101.jpg |  | 0
[5 empty] | > | KPS101 - 15 V, 2.4 A Power Supply Unit with 3.5 mm Jack Connector for One K- or T-Cube | 1 | 33 | https://www.thorlabs.com/thorproduct.cfm?partnumber=KPS101 | thorlabs | KPS101 | KPS101.jpg |  | 0
[5 empty] | Newport off-the-shelf 1" optics rotator < |  |  | 3198
[6 empty] | Motorized Rotation Stage, Compact, 360°, DC Servo Motor | 1 | 1803 | https://www.newport.com/p/PR50CC | newport | PR50CC | 0 |  | 0 | Note that the central apperture is threaded 1.063-20 in., which is different from Thorlabs' SM1, which is 1.063-40 in., and so, isn't compatible with AHWP10M-XXX, but is with AHWP05M-XXX
[6 empty] | Motion Controller, Single-axis DC Motor. | 1 | 1038 | https://www.newport.com/p/SMC100CC | newport | SMC100CC | 0 |  | 0
[6 empty] | Power Supply, SMC100 Series, 80W, 100-240 VAC, 47-63 Hz, 1.9 A max. | 1 | 156 | https://www.newport.com/p/SMC-PS80 | newport | SMC-PS80 | 0 |  | 0
[6 empty] | Power Supply, SMC100 Series, 80W, 100-240 VAC, 47-63 Hz, 1.9 A max. | 1 | 156 | https://www.newport.com/p/SMC-PS80 | newport | SMC-PS80 | 0 |  | 0
[6 empty] | RS-232-C Cable, 3 m Length, DB9F to DB9F | 1 | 30 | https://www.newport.com/p/SMC-232 | newport | SMC-232 | 0 |  | 0
|  | > | > |  | > | RS-232 to usb adapter | 1 | 15 | https://www.amazon.com/s?k=rs232+to+usb&crid=TXHQ6RWZR2WY&sprefix=rs232+%2Caps%2C236&ref=nb_sb_ss_i_1_6 | amazon
Full asmbly <
Glan Prism + Half-waveplate + powermeter + rotator + mount asmbly <
[5 empty] | Thorlabs, motorized, off-the-shelf-parts power controller < |  |  | 5046.33
[6 empty] | power variator, Thorlabs < | 1 | 3224.46
[5 empty] | > | power meter, with display, Thorlabs < | 1 | 1821.87
[5 empty] | half-waveplate + Glan-polarizer + diy controller < |  |  | 3812.86 |  |  |  | power-controller-4_v4.png
[6 empty] | half-waveplate + Glan-polarizer diy 1 < | 1 | 1894.95
[6 empty] | power meter with display 1-asmbly for attenuator < | 1 | 1883.47
[5 empty] | > | diy rotator < | 1 | 34.44
[5 empty] | power variator, Thorlabs < |  |  | 3224.46
[6 empty] | Thorlabs off-the-shelf 1" optics rotator 2 < | 1 | 1581
[6 empty] | AHWP05M-980 - Ø1/2" Mounted Achromatic Half-Wave Plate, Ø1" Mount, 690 - 1200 nm | 1 | 839.43 | https://www.thorlabs.com/thorproduct.cfm?partnumber=AHWP05M-980 | thorlabs | AHWP05M-980 | AHWP05M-980.jpg |  | 0
[6 empty] | GL5-B based mounted polarizer < | 1 | 785.03
[5 empty] | > | SMR1 - Ø1" Lens Mount with SM1 Internal Threads and No Retaining Lip, 8-32 Tap | 1 | 19 | https://www.thorlabs.com/thorproduct.cfm?partnumber=SMR1 | thorlabs | SMR1
[5 empty] | attenuator based on Glan Polarizer only < |  |  | 843.35 |  |  |  | attenuator-based-on-Glan-polarizer-only.png
[6 empty] | GL10-B - Mounted Glan-Laser Polarizer, Ø10 mm CA, AR Coating: 650 - 1050 nm | 1 | 806 | https://www.thorlabs.com/thorproduct.cfm?partnumber=GL10-B | thorlabs | GL10-B
[6 empty] | Hitec HS-422 Servo Motor | 1 | 11.49 | https://www.servocity.com/hs-422-servo | servocity | 31422S | 0 |  | 0 | other servos of the same formfactor would work as well
[6 empty] | R16ZZ Shielded Bearing 1 x 2 x 1/2 inch Ball Bearings | 1 | 7.77 | https://www.amazon.com/gp/product/B002BBGD48/ref=ppx_od_dt_b_detailpages00?ie=UTF8&psc=1 | amazon | B002BBGD48 |  |  |  | Only size matters: unspsc code: 31171504.
[6 empty] | acrilic | 1
[5 empty] | > | 2" post assembly with short base < | 1 | 18.09
[5 empty] | Thorlabs parts assembly, Polarizing prism only < |  |  | 1352.33
[6 empty] | PRM1GL10 - Ø1" High-Precision Rotation Mount with Polarizing Prism Mount | 1 | 334.09 | https://www.thorlabs.com/thorproduct.cfm?partnumber=PRM1GL10 | thorlabs | PRM1GL10
[6 empty] | CPR1 - 30 mm Rotating Cage Segment Plate | 1 | 160.74 | https://www.thorlabs.com/thorproduct.cfm?partnumber=CPR1&pn=CPR1=13431 | thorlabs | CPR1
[6 empty] | CP30 - 30 mm to 30 mm Cage System Right-Angle Adapter | 1 | 51.5 | https://www.thorlabs.com/thorproduct.cfm?partnumber=CP30 | thorlabs | CP30
[5 empty] | > | GL10-B - Mounted Glan-Laser Polarizer, Ø10 mm CA, AR Coating: 650 - 1050 nm | 1 | 806 | https://www.thorlabs.com/thorproduct.cfm?partnumber=GL10-B | thorlabs | GL10-B
[5 empty] | half-waveplate + Glan-polarizer diy 1 < |  |  | 1894.95 |  |  |  | power-controller-4_v4-b.png
[6 empty] | Glan-polarizer rotatable asmbly, 5mm -1 < | 1 | 872.42 |  |  |  | Glan-polarizer asmbly 5mm.png
[6 empty] | AHWP05M-980 - Ø1/2" Mounted Achromatic Half-Wave Plate, Ø1" Mount, 690 - 1200 nm | 1 | 839.43 |  |  |  | AHWP05M-980.jpg
[6 empty] | diy 1" optics rotator < | 1 | 156.7 |  |  |  | 1in optics rotator_diy1.png
[6 empty] | ER3 - Cage Assembly Rod, 3" Long, Ø6 mm | 4 | 6.6 | https://www.thorlabs.com/thorproduct.cfm?partnumber=ER3 | thorlabs | ER3 | ER3.jpg
|  |  | > |  | > | 3" post assembly < | 2 | 13.69 |  |  |  | 0
Pockels cell asmbly <
[5 empty] | Conoptics Pockels cell-based power controller, 30mm cage asmbly < |  |  | 11503.84
[6 empty] | Conoptics M350-80-LA + 302RM < | 1 | 11250
> | > | > | > |  | > | Conoptics M350-80-LA + 302RM 30mm cage system mount < | 1 | 253.84
rig shutter <
[5 empty] | rig shutter, diy1 < |  |  | 186.78
[6 empty] | Hitec HS-422 Servo Motor | 1 | 11.49 | https://www.servocity.com/hs-422-servo | servocity | 31422S | 0 |  | 0 | other servos of the same formfactor would work as well
[6 empty] | PF10-03-P01 - Ø1" Protected Silver Mirror | 1 | 52.02 | https://www.thorlabs.com/thorproduct.cfm?partnumber=PF10-03-P01 | thorlabs | PF10-03-P01 |  |  |  | reflectance >97.5% for 450 nm - 2 µm (-P01)
[6 empty] | LB1 - Beam Block, 400 - 700 nm, 10 W Max Avg. Power, CW Only, Includes TR3 Post | 1 | 50.49 | https://www.thorlabs.com/thorproduct.cfm?partnumber=LB1 | thorlabs | LB1 |  |  |  | ! Note that it's actually designed for visible CW light (400-700nm). The more appropriate is BT610 ($300).
[6 empty] | Phidgets 1-motor controller | 1 | 35 | https://www.phidgets.com/?tier=3&catid=21&pcid=18&prodid=1044 | phidgets | 1066_1B |  |  |  | This link is to a replacement of the original detail. Note that substitution with teensy or Arduino is cheaper and better!
[6 empty] | DIY acrylic mirror holder | 1
[5 empty] | > | 3" post assembly with short base < | 2 | 18.89
[5 empty] | rig shutter, diy2 < |  |  | 132.89
[6 empty] | Hitec HS-422 Servo Motor | 1 | 11.49 | https://www.servocity.com/hs-422-servo | servocity | 31422S | 0 |  | 0 | other servos of the same formfactor would work as well
[6 empty] | PF10-03-P01 - Ø1" Protected Silver Mirror | 1 | 52.02 | https://www.thorlabs.com/thorproduct.cfm?partnumber=PF10-03-P01 | thorlabs | PF10-03-P01 |  |  |  | reflectance >97.5% for 450 nm - 2 µm (-P01)
[6 empty] | LB1 - Beam Block, 400 - 700 nm, 10 W Max Avg. Power, CW Only, Includes TR3 Post | 1 | 50.49 | https://www.thorlabs.com/thorproduct.cfm?partnumber=LB1 | thorlabs | LB1 |  |  |  | ! Note that it's actually designed for visible CW light (400-700nm). The more appropriate is BT610 ($300).
teensy
[6 empty] | DIY acrylic mirror holder | 1
[5 empty] | > | 3" post assembly with short base < | 1 | 18.89
[5 empty] | rig shutter, 5W beam block, diy3 < |  |  | 302.07
[6 empty] | Hitec HS-422 Servo Motor | 1 | 11.49 | https://www.servocity.com/hs-422-servo | servocity | 31422S | 0 | 0 | 0 | other servos of the same formfactor would work as well
[6 empty] | PF10-03-P01 - Ø1" Protected Silver Mirror | 1 | 52.02 | https://www.thorlabs.com/thorproduct.cfm?partnumber=PF10-03-P01 | thorlabs | PF10-03-P01 |  |  |  | reflectance >97.5% for 450 nm - 2 µm (-P01)
[6 empty] | BTC30 - 30 mm Cage-Compatible, Quick-Release Beam Trap, 5 W Max Avg. Power, CW Only | 1 | 219.67 | https://www.thorlabs.com/thorproduct.cfm?partnumber#BTC30 | thorlabs | BTC30 | 0 | 0 | 0 | ! Note that it's actually designed for visible CW light (400-700nm). The more appropriate is BT610 ($300).
[6 empty] | teensy | 1
[6 empty] | DIY acrylic mirror holder | 1
> |  |  |  |  | > | 3" post assembly with short base < | 1 | 18.89
laser output steering mirrors <
[5 empty] | pre-rig steering mirrors, post mounted < |  |  | 217.62
[6 empty] | KM100 - Kinematic Mirror Mount for Ø1" Optics | 2 | 38.7 | https://www.thorlabs.com/thorproduct.cfm?partnumber=KM100=ad-image-0 | thorlabs | KM100
[6 empty] | PF10-03-P01 - Ø1" Protected Silver Mirror | 2 | 52.02 | https://www.thorlabs.com/thorproduct.cfm?partnumber=PF10-03-P01 | thorlabs | PF10-03-P01 |  |  |  | reflectance >97.5% for 450 nm - 2 µm (-P01)
[5 empty] | > | 2" post assembly with short base < | 2 | 18.09
[5 empty] | horizontal periscope, 30mm cage < |  |  | 471.26
[6 empty] | right angle, 30mm cage mirror < | 2 | 195.02
[6 empty] | ER3 - Cage Assembly Rod, 3" Long, Ø6 mm | 4 | 6.6 | https://www.thorlabs.com/thorproduct.cfm?partnumber=ER3 | thorlabs | ER3
[6 empty] | CP4S - SM1-Threaded 30 mm Cage Plate, 4 mm Thick | 1 | 18.64 | https://www.thorlabs.com/thorproduct.cfm?partnumber=CP4S | thorlabs | CP4S
[5 empty] | > | 2" post assembly with short base < | 2 | 18.09
[5 empty] | laser steering mirror < |  |  | 213.91
[6 empty] | right angle, 30mm cage mirror < | 1 | 195.02
[5 empty] | > | 3" post assembly with short base < | 1 | 18.89
<
[5 empty] | DT12-adjustable base on rail w magnetic base < |  |  | 148.68
[6 empty] | RC1 - Dovetail Rail Carrier, 1.00" x 1.00" (25.4 mm x 25.4 mm), 1/4" (M6) Counterbore | 1 | 25.4 | https://www.thorlabs.com/thorproduct.cfm?partnumber=RC1 | thorlabs | RC1
[6 empty] | DT12 - 1/2" Dovetail Translation Stage, 8-32 Taps | 1 | 84.14 | https://www.thorlabs.com/thorproduct.cfm?partnumber=DT12 | thorlabs | DT12
[5 empty] | > | KBB1X1 - Bottom Plate Only of the KB1X1 Kinematic Base, =8 Counterbore | 1 | 39.14 | https://www.thorlabs.com/thorproduct.cfm?partnumber=KBB1X1 | thorlabs | KBB1X1
[5 empty] | right-angle-30mm-mount_on 1.5mm post w magnetic base < |  |  | 299.3
[6 empty] | KBT1X1 - Top Plate Only of the KB1X1 Kinematic Base, =8 Counterbore | 1 | 39.14 | https://www.thorlabs.com/thorproduct.cfm?partnumber=KBT1X1 | thorlabs | KBT1X1
[6 empty] | 1.5" post assembly < | 1 | 12.19
[5 empty] | > | KCB1+UM10-AG - right angle, 30mm cage, ultrafast mirror < | 1 | 247.97
[5 empty] | laser output - 1 magnetic swappable, 2 positions, 90deg mirror, v.1 < |  |  | 658.93
[6 empty] | right-angle-30mm-mount_on 1.5mm post w magnetic base < | 1 | 299.3
[6 empty] | DT12-adjustable base on rail w magnetic base < | 2 | 148.68
[6 empty] | RLA0600 - Dovetail Optical Rail, 6", Imperial | 1 | 43.1 | https://www.thorlabs.com/thorproduct.cfm?partnumber=RLA0600 | thorlabs | RLA0600
[5 empty] | > | CL6 - Table Clamp, RLA Series Optical Rails | 3 | 6.39 | https://www.thorlabs.com/thorproduct.cfm?partnumber=CL6 | thorlabs | CL6
[5 empty] | 2 laser magnetic swappable outputs, v.1 < |  |  | 1317.86
[5 empty] | > | laser output - 1 magnetic swappable, 2 positions, 90deg mirror, v.1 < | 2 | 658.93
> |  | >
beam path cover <
[5 empty] | Aluminum Lens Tube Covers |  |  |  | https://www.thorlabs.com/newgrouppage9.cfm?objectgroup_id=11225
> | [8 empty] | https://www.thorlabs.com/newgrouppage9.cfm?objectgroup_id=3394
Full pre-rig assemblies <
[5 empty] | pre-rig assembly 1 < |  |  | 2008.48
[6 empty] | laser steering mirror < | 1 | 213.91
[6 empty] | plate beamsplitter, 30mm cage system < | 1 | 405.5
[6 empty] | laser telescope 1 < | 1 | 412.83
[6 empty] | attenuator based on Glan Polarizer only < | 1 | 843.35
> |  |  |  |  | > | rig shutter, diy2 < | 1 | 132.89
prism dispersion compensation
47-278, Edmund Optics

## upper-kinematic
cat0 | Assembly | Part name | Qty | Price ea, $ | url | vendor | catalog # | pic | lead time, weeks | extra info | Notes
vertical breadboard <
| 12"x12" vertical board < |  |  | 276.46 |  |  |  | 12inx12in vertical board.png
|  | MB12 - Aluminum Breadboard 12" x 12" x 1/2", 1/4"-20 Taps | 1 | 151 | https://www.thorlabs.com/thorproduct.cfm?partnumber=MB12 | thorlabs | MB12
| > | VB01B - 18" Vertical Bracket for Breadboards, 1/4"-20 Holes, 1 Piece | 1 | 125.46 | https://www.thorlabs.com/thorproduct.cfm?partnumber=VB01B | thorlabs | VB01B | VB01B.jpg |  | 0
| 12"x18" vertical board < |  |  | 313.46 |  |  |  | 12inx18in vertical board.png
|  | MB1218 - Aluminum Breadboard 12" x 18" x 1/2", 1/4"-20 Taps | 1 | 188 | https://www.thorlabs.com/thorproduct.cfm?partnumber=MB1218 | thorlabs | MB1218 | MB1218.jpg |  | 0
> | > | VB01B - 18" Vertical Bracket for Breadboards, 1/4"-20 Holes, 1 Piece | 1 | 125.46 | https://www.thorlabs.com/thorproduct.cfm?partnumber=VB01B | thorlabs | VB01B | VB01B.jpg |  | 0
periscope <
| periscope 2 arms -1 < |  |  | 635.68 |  |  |  | periscope_2arms-1_v5.png
|  | ER-rod connection_4-7in < | 1 | 48.19 | 0 | 0 | 0 | ER-rod connector_4-7in_v1.png |  | 0
|  | ER-rod connection_2-3.5in < | 1 | 44.19 | 0 | 0 | 0 | ER-rod connector_2-3.5in_v1.png |  | 0
|  | KCB1+UM10-AG - right angle, 30mm cage, ultrafast mirror < | 1 | 247.97 | 0 | 0 | 0 | KCB1+UM10-AG - right angle_30mm cage_ultrafast mirror.png |  | 0
|  | KCB1C+UM10-AG - right angle, rod bores, 30mm cage, ultrafast mirror < | 1 | 252.26 | 0 | 0 | 0 | KCB1C+UM10-AG - right angle_rod bores_30mm cage_ultrafast mirror.png | 0 | 0
|  | 3" post assembly with short base < | 1 | 18.89 | 0 | 0 | 0 | 0 |  | 0
|  | CP02B - 30 mm Cage Mounting Bracket | 1 | 14.08 | https://www.thorlabs.com/thorproduct.cfm?partnumber=CP02B | thorlabs | CP02B | CP02B.jpg |  | 0
| > | ER1 - Cage Assembly Rod, 1" Long, Ø6 mm | 2 | 5.05 | https://www.thorlabs.com/thorproduct.cfm?partnumber=ER1 | thorlabs | ER1 | ER1.jpg |  | 0
| periscope 3 arms -1 < |  |  | 931.84 |  |  |  | periscope_3arms-1_v12.png
|  | ER-rod connection_4-7in < | 2 | 48.19 | 0 | 0 | 0 | ER-rod connector_4-7in_v1.png |  | 0
|  | ER-rod connection_2-3.5in < | 1 | 44.19 | 0 | 0 | 0 | ER-rod connector_2-3.5in_v1.png |  | 0
|  | KCB1+UM10-AG - right angle, 30mm cage, ultrafast mirror < | 2 | 247.97 | 0 | 0 | 0 | KCB1+UM10-AG - right angle_30mm cage_ultrafast mirror.png |  | 0
|  | KCB1C+UM10-AG - right angle, rod bores, 30mm cage, ultrafast mirror < | 1 | 252.26 | 0 | 0 | 0 | KCB1C+UM10-AG - right angle_rod bores_30mm cage_ultrafast mirror.png | 0 | 0
|  | 3" post assembly with short base < | 1 | 18.89 | 0 | 0 | 0 | 0 |  | 0
|  | CP02B - 30 mm Cage Mounting Bracket | 1 | 14.08 | https://www.thorlabs.com/thorproduct.cfm?partnumber=CP02B | thorlabs | CP02B | CP02B.jpg |  | 0
> | > | ER1 - Cage Assembly Rod, 1" Long, Ø6 mm | 2 | 5.05 | https://www.thorlabs.com/thorproduct.cfm?partnumber=ER1 | thorlabs | ER1 | ER1.jpg |  | 0
| vertical kinematics 1 < |  |  | 1208.3
|  | 12"x12" vertical board < | 1 | 276.46 |  |  |  | 12inx12in vertical board.png
| > | periscope 3 arms -1 < | 1 | 931.84 |  |  |  | periscope_3arms-1_v12.png
| vertical kinematics 2 < |  |  | 949.14
|  | 12"x18" vertical board < | 1 | 313.46 |  |  |  | 12inx18in vertical board.png
| > | periscope 2 arms -1 < | 1 | 635.68 |  |  |  | periscope_2arms-1_v5.png
| Vert column< | XT95-1500 - 95 mm Construction Rail, Clear Anodized, L = 1500 mm | 1 | 306 | https://www.thorlabs.com/thorproduct.cfm?partnumber=XT95-1500 | thorlabs | XT95-1500
|  | XT95P3 - Base Plate for 95 mm Rails | 1 | 51.51 | https://www.thorlabs.com/thorproduct.cfm?partnumber=XT95P3 | thorlabs | XT95P3 |  |  |  | Main vertical column. ?Cut down to 4'?
|  | XT95P11 - Drop-On Rail Carriage for 95 mm Rails, 1/4"-20 Tapped Holes | 1 | 83.39 | https://www.thorlabs.com/thorproduct.cfm?partnumber=XT95P11 | thorlabs | XT95P11 |  |  |  | For vertical mounting of 95 mm Rails
| > | XT95P12 - Rail Plate for 95 mm Rails, 1/4"-20 Tapped Holes | 1 | 46.16 | https://www.thorlabs.com/thorproduct.cfm?partnumber=XT95P12 | thorlabs | XT95P12
| <horiz rail> | XT66-500 - 66 mm Construction Rail, L = 500 mm | 1 | 85.43 | https://www.thorlabs.com/thorproduct.cfm?partnumber=XT66-500 | thorlabs | XT66-500
|  | XT66C4 - Clamping Platform for 66 mm Rails, 1/4" Counterbored Slot, 40 mm Long | 2 | 28.56 | https://www.thorlabs.com/thorproduct.cfm?partnumber=XT66C4 | thorlabs | XT66C4 |  |  |  | Upper side-arm holding two translation mirrors
steering mirrors<
| table upward mirror< | BA2 - Mounting Base, 2" x 3" x 3/8" | 1 | 7.3 | https://www.thorlabs.com/thorproduct.cfm?partnumber=BA2 | thorlabs | BA2
… attach h45 to tr2
|  | PH2 - Ø1/2" Post Holder, Spring-Loaded Hex-Locking Thumbscrew, L = 2" | 1 | 7.7 | https://www.thorlabs.com/thorproduct.cfm?partnumber=PH2 | thorlabs | PH2
|  | H45 - 45° Mirror Mount for Ø1" Optics | 1 | 33.75 | https://www.thorlabs.com/thorproduct.cfm?partnumber=H45 | thorlabs | H45
|  | PF10-03-P01 - Ø1" Protected Silver Mirror | 1 | 52.02 | https://www.thorlabs.com/thorproduct.cfm?partnumber=PF10-03-P01 | thorlabs | PF10-03-P01
| > | TR2 - Ø1/2" Optical Post, SS, 8-32 Setscrew, 1/4"-20 Tap, L = 2" | 1 | 5.19 | https://www.thorlabs.com/thorproduct.cfm?partnumber=TR2 | thorlabs | TR2 |  |  |  | reflectance >97.5% for 450 nm - 2 µm (-P01)
| first upper mirror< | XT66C4 - Clamping Platform for 66 mm Rails, 1/4" Counterbored Slot, 40 mm Long | 1 | 28.56 | https://www.thorlabs.com/thorproduct.cfm?partnumber=XT66C4 | thorlabs | XT66C4
|  | PH1 - Ø1/2" Post Holder, Spring-Loaded Hex-Locking Thumbscrew, L = 1" | 1 | 7.03 | https://www.thorlabs.com/thorproduct.cfm?partnumber=PH1 | thorlabs | PH1
|  | TR1 - Ø1/2" Optical Post, SS, 8-32 Setscrew, 1/4"-20 Tap, L = 1" | 1 | 4.74 | https://www.thorlabs.com/thorproduct.cfm?partnumber=TR1 | thorlabs | TR1
|  | MA45-2 - 45° Mounting Adapter, Compatible with KM100 and KM200, 8-32 and 1/4"-20 Taps | 1 | 21.52 | https://www.thorlabs.com/thorproduct.cfm?partnumber=MA45-2 | thorlabs | MA45-2
|  | KM100 - Kinematic Mirror Mount for Ø1" Optics | 1 | 38.7 | https://www.thorlabs.com/thorproduct.cfm?partnumber=KM100=ad-image-0 | thorlabs | KM100
| > | PF10-03-P01 - Ø1" Protected Silver Mirror | 1 | 52.02 | https://www.thorlabs.com/thorproduct.cfm?partnumber=PF10-03-P01 | thorlabs | PF10-03-P01
| 2nd upper mirror< | XT66C4 - Clamping Platform for 66 mm Rails, 1/4" Counterbored Slot, 40 mm Long | 1 | 28.56 | https://www.thorlabs.com/thorproduct.cfm?partnumber=XT66C4 | thorlabs | XT66C4 |  |  |  | reflectance >97.5% for 450 nm - 2 µm (-P01)
|  | PH1 - Ø1/2" Post Holder, Spring-Loaded Hex-Locking Thumbscrew, L = 1" | 1 | 7.03 | https://www.thorlabs.com/thorproduct.cfm?partnumber=PH1 | thorlabs | PH1
|  | TR2 - Ø1/2" Optical Post, SS, 8-32 Setscrew, 1/4"-20 Tap, L = 2" | 1 | 5.19 | https://www.thorlabs.com/thorproduct.cfm?partnumber=TR2 | thorlabs | TR2
|  | KM100 - Kinematic Mirror Mount for Ø1" Optics | 1 | 38.7 | https://www.thorlabs.com/thorproduct.cfm?partnumber=KM100=ad-image-0 | thorlabs | KM100
| > | PF10-03-P01 - Ø1" Protected Silver Mirror | 1 | 52.02 | https://www.thorlabs.com/thorproduct.cfm?partnumber=PF10-03-P01 | thorlabs | PF10-03-P01
>

## scanner
cat1 | cat0 | assembly | Part name | Qty | Price ea, $ | url | vendor | catalog # | pic | lead time, weeks | extra info | cond | Notes
Liquid lens setups <
|  | Liquid lens with electronics, v1< |  |  | 720
|  |  | Optotune Electrically Focus-Tunable Lens EL-10-30-TC, NIR Coated | 1 | 440 | https://www.optotune.com/products/focus-tunable-lenses | optotune | EL-10-30-TC |  |  |  |  | Bought in Edmund Optics -- not available any more
|  | > | Optotune Electrical Lens Driver (=88-940) | 1 | 280 |  | optotune
|  | Liquid lens with electronics, v2 < |  |  | 930
|  |  | EL-10-30-CI-NIR-LD-MV | 1 | 540 | https://www.edmundoptics.com/p/-15-to-35-diopters-nir-optotune-industrial-focus-tunable-lens/32184/ | edmundoptics | 89-747
|  |  | Optotune Industrial Electrical Lens Driver | 1 | 280 | https://www.edmundoptics.com/p/optotune-industrial-electrical-lens-driver/31422/ | edmundoptics | 88-940
|  | > | 6-way Male/Female Hirose Cable, 3m Length | 1 | 110 | https://www.edmundoptics.com/p/6-way-malefemale-hirose-cable-3m-length/3163/ | edmundoptics | 33-468
single ETL, stand-alone mounted on the collimated laser path <
|  |  | Liquid lens with electronics, v1< | 1 | 720 |  |  |  | 0
|  | ETL mount, stand-alone, v1 < |  |  | 100.24
|  |  | VC1 - Small V-Clamp with PM3 Clamping Arm, 0.75" Long | 1 | 40.55 | https://www.thorlabs.com/thorproduct.cfm?partnumber=VC1 | thorlabs | VC1 |  |  |  |  | Comes with PM4 arm, which isn't large enough for the liquid lens and has to be replaced with the PM4 arm
|  |  | PM4 - Large Adjustable Clamping Arm, 6-32 Threaded Post | 1 | 22.95 | https://www.thorlabs.com/thorproduct.cfm?partnumber=PM4 | thorlabs | PM4
|  |  | TR1 - Ø1/2" Optical Post, SS, 8-32 Setscrew, 1/4"-20 Tap, L = 1" | 1 | 4.74 | https://www.thorlabs.com/thorproduct.cfm?partnumber=TR1 | thorlabs | TR1
|  |  | RA180 - Right-Angle End Clamp for Ø1/2" Posts, 1/4"-20 Stud and 3/16" Hex | 2 | 10.81 | https://www.thorlabs.com/thorproduct.cfm?partnumber=RA180 | thorlabs | RA180
| > | > | TR2 - Ø1/2" Optical Post, SS, 8-32 Setscrew, 1/4"-20 Tap, L = 2" | 2 | 5.19 | https://www.thorlabs.com/thorproduct.cfm?partnumber=TR2 | thorlabs | TR2
Conjugated ETL z-scanner 1 <
|  | Conjugated ETL z-scanner optical components 1 < |  |  | 1879.26
|  |  | KCB1C+UM10-AG - right angle, rod bores, 30mm cage, ultrafast mirror < | 1 | 252.26 |  |  |  | KCB1C+UM10-AG - right angle_rod bores_30mm cage_ultrafast mirror.png
|  |  | SPT1 - Coarse ±1 mm XY Slip Plate Positioner, 30 mm Cage Compatible | 3 | 66.55 | https://www.thorlabs.com/thorproduct.cfm?partnumber=SPT1 | thorlabs | SPT1 | SPT1.jpg
|  |  | SM1A16 - Adapter with External SM1 Threads and Internal SM30 Threads | 2 | 21.93 | https://www.thorlabs.com/thorproduct.cfm?partnumber#SM1A16 | thorlabs | SM1A16 | 0 | 0 | 0
|  |  | SM30L10 - SM30 Lens Tube, 1" Thread Depth, One Retaining Ring Included | 2 | 30.09 | https://www.thorlabs.com/thorproduct.cfm?partnumber=SM30L10 | thorlabs | SM30L10 | 0 | 0 | 0
|  |  | AC300-080-B - f=80.0 mm, Ø30.0 mm Achromatic Doublet, ARC: 650-1050 nm | 4 | 93.33 | https://www.thorlabs.com/thorproduct.cfm?partnumber=AC300-080-B | thorlabs | AC300-080-B | 0 | 0 | 0
|  |  | SM1A39 - Adapter with External C-Mount Threads and External SM1 Threads | 1 | 19.99 | https://www.thorlabs.com/thorproduct.cfm?partnumber=SM1A39 | thorlabs | SM1A39 | 0 | 0 | 0
|  | > | Liquid lens with electronics, v2 < | 1 | 930 |  |  |  | 0
|  | connecting rods < |  |  | 109.45
|  |  | ER1.5 - Cage Assembly Rod, 1.5" Long, Ø6 mm | 3 | 5.85 | https://www.thorlabs.com/thorproduct.cfm?partnumber=ER1.5 | thorlabs | ER1.5 | ER1.5.jpg | 0 | 0
|  |  | ER6 - Cage Assembly Rod, 6" Long, Ø6 mm | 3 | 8.65 | https://www.thorlabs.com/thorproduct.cfm?partnumber=ER6 | thorlabs | ER6 | ER6.jpg | 0 | 0
|  |  | ER1 - Cage Assembly Rod, 1" Long, Ø6 mm | 3 | 5.05 | https://www.thorlabs.com/thorproduct.cfm?partnumber=ER1 | thorlabs | ER1 | ER1.jpg | 0 | 0
|  | > | ER10 - Cage Assembly Rod, 10" Long, Ø6 mm | 4 | 12.7 | https://www.thorlabs.com/thorproduct.cfm?partnumber=ER10 | thorlabs | ER10 | ER10.jpg | 0 | 0
|  | mounting -1 < |  |  | 247.78
|  |  | LCP01 - 60 mm Cage Plate, SM2 Threads, 0.5" Thick, 8-32 Tap (Two SM2RR Retaining Rings Included) | 1 | 38.76 | https://www.thorlabs.com/thorproduct.cfm?partnumber=LCP01 | thorlabs | LCP01 | 0 | 0 | 0
|  |  | LCP02 - 30 mm to 60 mm Cage Plate Adapter, 8-32 Tap | 1 | 39.78 | https://www.thorlabs.com/thorproduct.cfm?partnumber=LCP02 | thorlabs | LCP02 | 0 | 0 | 0
|  |  | LCP01B - 60 mm Cage Mounting Bracket | 1 | 30.35 | https://www.thorlabs.com/thorproduct.cfm?partnumber#LCP01B | thorlabs | LCP01B | 0 | 0 | 0
|  |  | LCP09 - 60 mm Cage Plate with Ø2.2" (Ø56.0 mm) Double Bore for SM2 Lens Tube Mounting | 1 | 45.72 | https://www.thorlabs.com/thorproduct.cfm?partnumber=LCP09 | thorlabs | LCP09 | 0 | 0 | 0
|  |  | 3" post assembly with short base < | 3 | 18.89 | 0 | 0 | 0 | 0 | 0 | 0
|  | > | 4" post assembly, pedestal mounted < | 1 | 36.5 |  |  |  | 0
|  | ETL mounted z-scanner 1 < |  |  | 2236.49
|  |  | Conjugated ETL z-scanner optical components 1 < | 1 | 1879.26
|  |  | connecting rods < | 1 | 109.45
> |  | > | mounting -1 < | 1 | 247.78
Galvo-mirror scanners <
|  | 45 degree, 30 mm caged mirror < |  |  | 252.16
|  |  | CP360R - Pivoting, Quick-Release, Ø1" Optic Mount for 30 mm Cage System | 1 | 95.63 | https://www.thorlabs.com/thorproduct.cfm?partnumber=CP360R | thorlabs | CP360R
|  |  | PF10-03-P01 - Ø1" Protected Silver Mirror | 1 | 52.02 | https://www.thorlabs.com/thorproduct.cfm?partnumber=PF10-03-P01 | thorlabs | PF10-03-P01
|  |  | ER90B - Fixed 90° Bracket, Ø6 mm Bore and 4-40 Taps | 2 | 14.28 | https://www.thorlabs.com/thorproduct.cfm?partnumber=ER90B | thorlabs | ER90B
|  |  | ER2 - Cage Assembly Rod, 2" Long, Ø6 mm | 2 | 6.1 | https://www.thorlabs.com/thorproduct.cfm?partnumber=ER2 | thorlabs | ER2
|  | > | C6W - 30 mm Cage Cube, Ø6 mm Through Holes | 1 | 63.75 | https://www.thorlabs.com/thorproduct.cfm?partnumber=C6W | thorlabs | C6W
|  | 45 degree, 30 mm caged mirror with extra mount points < |  |  | 368.14
|  |  | 45 degree, 30 mm caged mirror < | 1 | 252.16
|  |  | ER90B - Fixed 90° Bracket, Ø6 mm Bore and 4-40 Taps | 6 | 14.28 | https://www.thorlabs.com/thorproduct.cfm?partnumber=ER90B | thorlabs | ER90B
|  |  | ER1 - Cage Assembly Rod, 1" Long, Ø6 mm | 2 | 5.05 | https://www.thorlabs.com/thorproduct.cfm?partnumber=ER1 | thorlabs | ER1
|  | > | ER05 - Cage Assembly Rod, 1/2" Long, Ø6 mm | 4 | 5.05 | https://www.thorlabs.com/thorproduct.cfm?partnumber=ER05 | thorlabs | ER05
|  | galvo-parbolic-conjugate-system, unmounted < |  |  | 5582.69
|  |  | Cambridge Tech 6210H with 3mm (6x5mm) 6110 mirror and cables | 2 | 2408 |  | Cambridge Tech | 6SD12047 |  | 12-16 |  |  | SYS 1X, 3MM S1, 6210H, 671-1, 40 DEG OPT, +/-28V PS, +/-10V, CMD, 203CM CABLE, NOMNT (X)
|  |  | MPD229-M01 - Ø2" 90° Off-Axis Parabolic Mirror, Prot. Gold, RFL = 2" | 2 | 333.54 | https://www.thorlabs.com/thorproduct.cfm?partnumber=MPD229-M01 | thorlabs | MPD229-M01 | 0 | 0 | 0
|  |  | FMP2 - Fixed Ø2" Mirror Mount, 8-32 Tap | 2 | 21.11 | https://www.thorlabs.com/thorproduct.cfm?partnumber=FMP2 | thorlabs | FMP2
|  |  | LCP02 - 30 mm to 60 mm Cage Plate Adapter, 8-32 Tap | 1 | 39.78 | https://www.thorlabs.com/thorproduct.cfm?partnumber=LCP02 | thorlabs | LCP02
|  |  | CP06 - 30 mm Cage Plate with Ø1" Double Bore, 8-32 Tap | 1 | 17.61 | https://www.thorlabs.com/thorproduct.cfm?partnumber=CP06 | thorlabs | CP06
|  |  | metal for DIY galvo mounts | 1
|  |  | Oversized 6061 Aluminum Sheet, 3/4" Thick, 6" x 6" | 1 | 37.81 | https://www.mcmaster.com/89155K153 | mcmaster | 89155K153 |  |  |  |  | thermal conductivity: 116 Btu/hr/ft/F @75F
|  | > | Multipurpose 110 Copper Sheet, 1/8 to 1/4 Hard Temper, 6" x 6", 3/4" Thick | 1 | 133.44 | https://www.mcmaster.com/8995K56 | mcmaster | 8995K56 |  |  |  |  | thermal conductivity: 226 Btu/hr/ft/F @68F
|  | galvo-parbolic-conjugate-system connecting rods < |  |  | 69.6
|  |  | ER10 - Cage Assembly Rod, 10" Long, Ø6 mm | 5 | 12.7 | https://www.thorlabs.com/thorproduct.cfm?partnumber=ER10 | thorlabs | ER10
|  | > | ER2 - Cage Assembly Rod, 2" Long, Ø6 mm | 1 | 6.1 | https://www.thorlabs.com/thorproduct.cfm?partnumber=ER2 | thorlabs | ER6
|  | galvo-parbolic-conjugate-system mount < |  |  | 591.55
|  |  | 1.5" post assembly < | 2 | 12.19
|  |  | 2" post assembly < | 3 | 12.89
|  |  | RC1 - Dovetail Rail Carrier, 1.00" x 1.00" (25.4 mm x 25.4 mm), 1/4" (M6) Counterbore | 9 | 25.4 | https://www.thorlabs.com/thorproduct.cfm?partnumber=RC1 | thorlabs | RC1
|  |  | RC3 - Rail Carrier, Perpendicular Dovetail | 2 | 30.6 | https://www.thorlabs.com/thorproduct.cfm?partnumber=RC3 | thorlabs | RC3
|  |  | RLA1200 - Dovetail Optical Rail, 12", Imperial | 2 | 76.25 | https://www.thorlabs.com/thorproduct.cfm?partnumber=RLA1200 | thorlabs | RLA1200
|  | > | RLA0600 - Dovetail Optical Rail, 6", Imperial | 2 | 43.1 | https://www.thorlabs.com/thorproduct.cfm?partnumber=RLA0600 | thorlabs | RLA0600
|  | 2D angle adjustment for the parabolic mirrors -1 < |  |  | 153.75
|  |  | LCP01 - 60 mm Cage Plate, SM2 Threads, 0.5" Thick, 8-32 Tap (Two SM2RR Retaining Rings Included) | 1 | 38.76 | https://www.thorlabs.com/thorproduct.cfm?partnumber=LCP01 | thorlabs | LCP01 | 0 | 0 | 0 | orig
|  |  | SM2A30 - Adapter with External SM2 Threads and Internal M43 x 0.5 Threads | 1 | 16.56 | https://www.thorlabs.com/thorproduct.cfm?partnumber#SM2A30 | thorlabs | SM2A30 | 0 | 0 | 0 | mod
|  |  | B4C - Kinematic Cage Cube Platform for C4W/C6W | 1 | 98.43 | https://www.thorlabs.com/thorproduct.cfm?partnumber=B4C | thorlabs | B4C | B4C.jpg | 0 | 0 | orig
|  | > | 2D angle adjustment for the parabolic mirrors 1, DIY parts |  |  |  |  | DIY |  |  |  | diy
|  | 2D angle adjustment for the parabolic mirrors -2 < |  |  | 98.43
|  |  | B4C - Kinematic Cage Cube Platform for C4W/C6W | 1 | 98.43 | https://www.thorlabs.com/thorproduct.cfm?partnumber=B4C | thorlabs | B4C | B4C.jpg | 0 | 0
|  | > | 2D angle adjustment for the parabolic mirrors 2, DIY parts | 1
|  | 2 3mm telecentric galvos, 2"EFL 2" parabolic mirror scanner 1 < |  |  | 6611.98
|  |  | galvo-parbolic-conjugate-system, unmounted < | 1 | 5582.69
|  |  | galvo-parbolic-conjugate-system connecting rods < | 1 | 69.6
|  |  | galvo-parbolic-conjugate-system mount < | 1 | 591.55
> |  | > | 45 degree, 30 mm caged mirror with extra mount points < | 1 | 368.14
|  | galvo-parbolic-conjugate-system, unmounted < |  |  | 5922.27
|  |  | 2D angle adjustment for the parabolic mirrors -2 < | 2 | 98.43 |  |  |  | galvo-parabolic-conjugate-asmbly2.png
|  |  | MPD229-M01 - Ø2" 90° Off-Axis Parabolic Mirror, Prot. Gold, RFL = 2" | 2 | 333.54 | https://www.thorlabs.com/thorproduct.cfm?partnumber=MPD229-M01 | thorlabs | MPD229-M01 | 0 | 0 | 0
|  |  | Cambridge Tech 6210H mounted in C6W < | 2 | 2471.75 |  |  |  | 0
|  |  | CP08 - SM1-Threaded 30 mm Cage Plate with Flexure Clamping, 1 Retaining Ring, 8-32 Tap | 2 | 19.79 | https://www.thorlabs.com/thorproduct.cfm?partnumber=CP08 | thorlabs | CP08 | CP08.jpg | 0 | 0
|  |  | ER10 - Cage Assembly Rod, 10" Long, Ø6 mm | 2 | 12.7 | https://www.thorlabs.com/thorproduct.cfm?partnumber=ER10 | thorlabs | ER10 | ER10.jpg | 0 | 0
|  |  | ER8 - Cage Assembly Rod, 8" Long, Ø6 mm | 3 | 12.05 | https://www.thorlabs.com/thorproduct.cfm?partnumber=ER8 | thorlabs | ER8 | ER8.jpg | 0 | 0
|  |  | ER6 - Cage Assembly Rod, 6" Long, Ø6 mm | 1 | 8.65 | https://www.thorlabs.com/thorproduct.cfm?partnumber=ER6 | thorlabs | ER6 | ER6.jpg | 0 | 0
|  | > | ER05 - Cage Assembly Rod, 1/2" Long, Ø6 mm | 1 | 5.05 | https://www.thorlabs.com/thorproduct.cfm?partnumber=ER05 | thorlabs | ER05 | ER05.jpg | 0 | 0
|  | galvo-parbolic-conjugate-system mount < |  |  | 315.86
|  |  | MB8 - Aluminum Breadboard 8" x 8" x 1/2", 1/4"-20 Taps | 1 | 77.22 | https://www.thorlabs.com/thorproduct.cfm?partnumber#MB8 | thorlabs | MB8 | 0 | 0 | 0
|  |  | 3" post assembly < | 1 | 13.69 |  |  |  | 0
|  |  | 3" post assembly with short base < | 3 | 18.89 |  |  |  | 0
|  | > | DT12 - 1/2" Dovetail Translation Stage, 8-32 Taps | 2 | 84.14 | https://www.thorlabs.com/thorproduct.cfm?partnumber=DT12 | thorlabs | DT12 | 0 | 0 | 0
scan-tube lens assembly <
Scan lenses <
|  | Single Ø30 Achromat Doublet, 30mm cage system mount < |  |  | 46.82
|  |  | CP03 - Ø35 mm Aperture, 30 mm Cage Plate, 0.35" Thick, 8-32 Tap | 1 | 18.77 | https://www.thorlabs.com/thorproduct.cfm?partnumber=CP03 | thorlabs | CP03
|  | > | SM30L05 - SM30 Lens Tube, 1/2" Thread Depth, One Retaining Ring Included | 1 | 28.05 | https://www.thorlabs.com/thorproduct.cfm?partnumber=SM30L05 | thorlabs | SM30L05
|  | 50mm FL, Ø30 Achromat Doublet, w/o XY adjustment < |  |  | 140.15
|  |  | AC300-050-B - f=50.0 mm, Ø30.0 mm Achromatic Doublet, ARC: 650-1050 nm | 1 | 93.33 | https://www.thorlabs.com/thorproduct.cfm?partnumber=AC300-050-B | thorlabs | AC300-050-B
|  | > | Single Ø30 Achromat Doublet, 30mm cage system mount < | 1 | 46.82 |  |  | AC300-050-B
|  | 50mm FL, Ø30 Achromat Doublet, with XY adjustment < |  |  | 321.39
|  |  | AC300-050-B - f=50.0 mm, Ø30.0 mm Achromatic Doublet, ARC: 650-1050 nm | 1 | 93.33 | https://www.thorlabs.com/thorproduct.cfm?partnumber=AC300-050-B | thorlabs | AC300-050-B
|  |  | CXY2 - 60 mm Cage System Translating Lens Mount for Ø2" Optics | 1 | 198.45 | https://www.thorlabs.com/thorproduct.cfm?partnumber=CXY2 | thorlabs | CXY2
|  | > | SM2AD30 - SM2-Threaded Mounting Adapter for Ø30 mm Optics | 1 | 29.61 | https://www.thorlabs.com/thorproduct.cfm?partnumber=SM2AD30 | thorlabs | SM2AD30 |  |  |  |  | adapter to insert AC300-050-B into 2" mounts
|  | Plössl-type scan lens, 30mm cage system mount 1 < |  |  | 48.86
|  |  | CP03 - Ø35 mm Aperture, 30 mm Cage Plate, 0.35" Thick, 8-32 Tap | 1 | 18.77 | https://www.thorlabs.com/thorproduct.cfm?partnumber=CP03 | thorlabs | CP03
|  |  | ? 8-32 x 3/8 set screw | [9 empty] | To attach the mount to the rod. The 8-32 set screw coming with the rod is too long
|  |  | SM30L10 - SM30 Lens Tube, 1" Thread Depth, One Retaining Ring Included | 1 | 30.09 | https://www.thorlabs.com/thorproduct.cfm?partnumber=SM30L10 | thorlabs | SM30L10
|  | > | SM30RR - SM30 Retaining Ring for Ø30 mm Lens Mounts | 1 | 11.07 | https://www.thorlabs.com/thorproduct.cfm?partnumber=SM30RR | thorlabs | SM30RR
|  | Plössl-type scan lens, 30mm cage system mount -2 < |  |  | 96.64
|  |  | SPT1 - Coarse ±1 mm XY Slip Plate Positioner, 30 mm Cage Compatible | 1 | 66.55 | https://www.thorlabs.com/thorproduct.cfm?partnumber=SPT1 | thorlabs | SPT1 | SPT1.jpg | 0 | 0
|  |  | SM30L10 - SM30 Lens Tube, 1" Thread Depth, One Retaining Ring Included | 1 | 30.09 | https://www.thorlabs.com/thorproduct.cfm?partnumber=SM30L10 | thorlabs | SM30L10
|  | > | SM30RR - SM30 Retaining Ring for Ø30 mm Lens Mounts | 1 | 11.07 | https://www.thorlabs.com/thorproduct.cfm?partnumber=SM30RR | thorlabs | SM30RR
|  | Plössl-type 40mm scan lens < |  |  | 283.3
|  |  | AC300-080-B - f=80.0 mm, Ø30.0 mm Achromatic Doublet, ARC: 650-1050 nm | 2 | 93.33 | https://www.thorlabs.com/thorproduct.cfm?partnumber=AC300-080-B | thorlabs | AC300-080-B
|  | > | Plössl-type scan lens, 30mm cage system mount -2 < | 1 | 96.64 |  |  |  | 0
|  | Plössl-type 50mm scan lens < |  |  | 235.52
|  |  | AC300-100-B - f=100.0 mm, Ø30.0 mm Achromatic Doublet, ARC: 650-1050 nm | 2 | 93.33 | https://www.thorlabs.com/thorproduct.cfm?partnumber=AC300-100-B | thorlabs | AC300-100-B
|  | > | Plössl-type scan lens, 30mm cage system mount 1 < | 1 | 48.86
Commercial telecentric lenses <
Thorlabs SL50-CLS2 with 30mm cage system mount <
|  |  | SL50-CLS2 - Scan Lens, 450 to 1100 nm, EFL=50 mm | 1 | 3070.2 | https://www.thorlabs.com/thorproduct.cfm?partnumber=SL50-CLS2 | thorlabs | SL50-CLS2
|  |  | SM1A16 |  |  |  |  | SM1A16
|  | > | CP4S |  |  |  |  | CP4S
LSM54-1050 with 30mm cage system mount <
|  |  | LSM54-1050 - Scan Lens, 950 to 1150 nm, EFL=54 mm | 1 | 1564.68 | https://www.thorlabs.com/newgrouppage9.cfm?objectgroup_id=2910&pn=LSM54-1050 | thorlabs | LSM54-1050 |  |  |  |  | Might not be suitable for the high-energy, high-rep rate fs lasers due to the cement, not tested in such conditions (different from many other cemented pieces at Thorlabs, made by a suppliers in Sweden). See correspondence.
|  |  | SM1A12 - Adapter with External SM1 Threads and Internal M25 x 0.75 Threads | 1 | 21.86 | https://www.thorlabs.com/thorproduct.cfm?partnumber=SM1A12 | thorlabs | SM1A12
| >> | > | CP4S |  |  |  |  | CP4S
Tube lenses <
| Single Achromat doublets < | [11 empty] | Good for use with Olympus objectives, which contain all the necessary distortion corrections inside. For Zeiss need to compensate for axial shift ?+smth else?
|  |  | AC508-200-B - f=200.0 mm, Ø2" Achromatic Doublet, ARC: 650-1050 nm | 1 | 134.64 | https://www.thorlabs.com/thorproduct.cfm?partnumber=AC508-200-B | thorlabs | AC508-200-B
|  |  | AC508-300-B - f=300.0 mm, Ø2" Achromatic Doublet, ARC: 650-1050 nm | 1 | 134.64 | https://www.thorlabs.com/thorproduct.cfm?partnumber=AC508-300-B | thorlabs | AC508-300-B
| > |  | AC508-250-B - f=250.0 mm, Ø2" Achromatic Doublet, ARC: 650-1050 nm | 1 | 134.64 | https://www.thorlabs.com/thorproduct.cfm?partnumber=AC508-250-B | thorlabs | AC508-250-B
|  | Mounted 250mm tube lens, AC508-250-B + CXY2 < |  |  | 333.09
|  |  | AC508-250-B - f=250.0 mm, Ø2" Achromatic Doublet, ARC: 650-1050 nm | 1 | 134.64 | https://www.thorlabs.com/thorproduct.cfm?partnumber=AC508-250-B | thorlabs | AC508-250-B | 0
> |  | > | CXY2 - 60 mm Cage System Translating Lens Mount for Ø2" Optics | 1 | 198.45 | https://www.thorlabs.com/thorproduct.cfm?partnumber=CXY2 | thorlabs | CXY2 | 0 | 0 | 0
| Scanner telescope < | [11 empty] | Scan lens + Tube lens + steering mirrors + mounting
|  | Scanner telescope mech: 60/30mm cage system, 180deg mirrors < |  |  | 914.21
|  |  | KCB2C - Right-Angle Kinematic Mirror Mount with Smooth Cage Rod Bores, 60 mm Cage System and SM2 Compatible, 8-32 and 1/4"-20 Mounting Holes | 2 | 168.92 | https://www.thorlabs.com/thorproduct.cfm?partnumber=KCB2C | thorlabs | KCB2C |  |  |  |  | A more flexible choice than KCB2, as it allows connecting the cubes directly, without LCP01
|  |  | PF20-03-P01 - Ø2" Protected Silver Mirror | 2 | 106.08 | https://www.thorlabs.com/thorproduct.cfm?partnumber=PF20-03-P01 | thorlabs | PF20-03-P01
|  |  | CXY2 - 60 mm Cage System Translating Lens Mount for Ø2" Optics | 1 | 198.45 | https://www.thorlabs.com/thorproduct.cfm?partnumber=CXY2 | thorlabs | CXY2 | 0 | 0 | 0
|  |  | LCP02 - 30 mm to 60 mm Cage Plate Adapter, 8-32 Tap | 1 | 39.78 | https://www.thorlabs.com/thorproduct.cfm?partnumber=LCP02 | thorlabs | LCP02
|  |  | LCP08 - 60 mm Cage Plate, SM2 Threads, Enhanced Clamping, 0.5" Thick, 8-32 Tap (One SM2RR Retaining Ring Included) | 1 | 49.98 | https://www.thorlabs.com/thorproduct.cfm?partnumber#LCP08 | thorlabs | LCP08
|  |  | ER4 - Cage Assembly Rod, 4" Long, Ø6 mm | 6 | 7.1 | https://www.thorlabs.com/thorproduct.cfm?partnumber=ER4 | thorlabs | ER4
|  |  | ER3 - Cage Assembly Rod, 3" Long, Ø6 mm | 2 | 6.6 | https://www.thorlabs.com/thorproduct.cfm?partnumber=ER3 | thorlabs | ER3
|  | > | ER05 - Cage Assembly Rod, 1/2" Long, Ø6 mm | 4 | 5.05 | https://www.thorlabs.com/thorproduct.cfm?partnumber=ER05 | thorlabs | ER05
|  | Scanner telescope 2" 180degree steering and suport -2 |  |  | 706.23 | [7 empty] | Assuming that the supporting rods for the first 2" steering mirror are included with another assembly (e.g., the parabolic mirror, or the ETL assembly)
|  |  | 2" mounted mirror: KCB2C + PF20-03-01 < | 2 | 275
|  |  | LCP01 - 60 mm Cage Plate, SM2 Threads, 0.5" Thick, 8-32 Tap (Two SM2RR Retaining Rings Included) | 1 | 38.76 | https://www.thorlabs.com/thorproduct.cfm?partnumber=LCP01 | thorlabs | LCP01 | 0 | 0 | 0
|  |  | LCP08 - 60 mm Cage Plate, SM2 Threads, Enhanced Clamping, 0.5" Thick, 8-32 Tap (One SM2RR Retaining Ring Included) | 1 | 49.98 | https://www.thorlabs.com/thorproduct.cfm?partnumber#LCP08 | thorlabs | LCP08 | 0 | 0 | 0
|  |  | ER4 - Cage Assembly Rod, 4" Long, Ø6 mm | 4 | 7.1 | https://www.thorlabs.com/thorproduct.cfm?partnumber=ER4 | thorlabs | ER4 | ER4.jpg | 0 | 0
|  |  | ER1 - Cage Assembly Rod, 1" Long, Ø6 mm | 4 | 5.05 | https://www.thorlabs.com/thorproduct.cfm?partnumber=ER1 | thorlabs | ER1 | ER1.jpg | 0 | 0
|  | > | 3" post assembly with short base < | 1 | 18.89
|  | Scanner telescope: 200mm tube/40mm scan lens, 60/30mm cage system, 180deg mirrors < |  |  | 1332.15
|  |  | 2" mounted mirror: KCB2C + PF20-03-01 < | 2 | 275
|  |  | Plössl-type 40mm scan lens < | 1 | 283.3
|  |  | AC508-200-B - f=200.0 mm, Ø2" Achromatic Doublet, ARC: 650-1050 nm | 1 | 134.64 | https://www.thorlabs.com/thorproduct.cfm?partnumber=AC508-200-B | thorlabs | AC508-200-B
| > | > | Scanner telescope mech: 60/30mm cage system, 180deg mirrors < | 1 | 914.21
>
Full scanner Assemblies <
|  | scanner 1 < |  |  | 8664.13
|  |  | 2 3mm telecentric galvos, 2"EFL 2" parabolic mirror scanner 1 < | 1 | 6611.98
|  |  | Scanner telescope: 200mm tube/40mm scan lens, 60/30mm cage system, 180deg mirrors < | 1 | 1332.15
|  | > | Liquid lens with electronics, v1< | 1 | 720
Misc <
|  |  | UPH1 - Ø1/2" Universal Post Holder, Spring-Loaded Locking Thumbscrew, L = 1" | 2 | 30.35 | https://www.thorlabs.com/thorproduct.cfm?partnumber=UPH1 | thorlabs | UPH1
|  |  | KL03 - Spring-Loaded Plunger, 0.85" (21.6 mm) Long Slot | 2 | 29.61 | https://www.thorlabs.com/thorproduct.cfm?partnumber=KL03 | thorlabs | KL03
|  |  | KL02 - Adjustable Kinematic Positioner, 0.85" (21.6 mm) Long Slot | 4 | 23.66 | https://www.thorlabs.com/thorproduct.cfm?partnumber=KL02 | thorlabs | KL02
|  |  | CL2 - Heavy-Duty Variable Height Clamp, 1/4"-20 Tapped | 2 | 6.99 | https://www.thorlabs.com/thorproduct.cfm?partnumber=CL2 | thorlabs | CL2
|  |  | BA1L - Mounting Base, 1" x 4.5" x 3/8" | 2 | 12.55 | https://www.thorlabs.com/thorproduct.cfm?partnumber=BA1L=ad-image-0 | thorlabs | BA1L
Thorlabs 2in, 2in EFL smaller alternative <
|  |  | Off-Axis Replicated Parabolic Mirror, 1.5 in., 2.0 in. EFL, Bare Gold | 2 | 322 | https://www.newport.com/p/50329AU | newport | 50329AU
|  | > | C15TC - Ø1.50" Clamp for Cylindrical Objects | 2 | 44.63 | https://www.thorlabs.com/thorproduct.cfm?partnumber=C15TC | thorlabs | C15TC
| > |  | MPD249-M01 - Ø2" 90° Off-Axis Parabolic Mirror, Prot. Gold, RFL = 4" | 2 | 333.54 | https://www.thorlabs.com/thorproduct.cfm?partnumber=MPD249-M01 | thorlabs | MPD249-M01
parabolic scanner <
parabolic scanner mount <
>
>
|  |  | UM10-AG - Ø1" Ultrafast-Enhanced Silver Mirror, 750 - 1000 nm | 1 | 98.94 | https://www.thorlabs.com/thorproduct.cfm?partnumber=UM10-AG | thorlabs | UM10-AG

## detection
cat2 | cat1 | cat0 | assembly | Part name | Qty | Price ea, $ | url | vendor | catalog # | pic | lead time, weeks | extra | Notes
PMT tube assemblies < | [12 empty] | PMT + housing + means to attach to SM1 tube
|  |  | Hamamatsu-R3896_with-socket_C12597 < |  |  | 1159 |  |  |  | Hamamatsu-R3896_with-socket_C12597.png
|  |  |  | Hamamatsu R3896 - PMT tube | 1 | 905 | https://www.hamamatsu.com/us/en/R3896.html | hamamatsu | R3896 | Hamamatsu_R3896.jpg | 8 |  | price for manually selected at the factory for low noise
|  |  | > | Hamamatsu C12597-01 - socket | 1 | 254 | https://www.hamamatsu.com/resources/pdf/etd/C12597-01_TACC1063E.pdf | hamamatsu | C12597-01 | Hamamatsu C12597-01.png | 8
|  |  | Hamamatsu-R3896, socket_C12597, SM1 interface, v1 < |  |  | 1271.2 |  |  |  | Hamamatsu-R3896_socket_C12597_SM1 interface_v1.png
|  |  |  | Hamamatsu-R3896_with-socket_C12597 < | 1 | 1159 | 0 | 0 | 0 | Hamamatsu-R3896_with-socket_C12597.png | 0 | 0
|  |  | > | PXT1 - PMT Housing, Side-On, 30 mm Cage and SM1 Compatible | 1 | 112.2 | https://www.thorlabs.com/thorproduct.cfm?partnumber=PXT1 | thorlabs | PXT1 | PXT1.jpg | 0 | 0
|  |  | Hamamatsu-H10770B-40-GaAsp-PMT, SM1 interface, v1 < |  |  | 2722.82 |  |  |  | Hamamatsu-GaAsp-PMT-with-SM1-mount.png
|  |  |  | Hamamatsu H10770B-40 (photosensor module (H7422-40mod W/O cooler and protection circuit) | 1 | 2619 |  | hamamatsu | H10770B-40
|  |  |  | Hamamatsu C-mount adapter - A9865 | 1 | 85 | https://www.hamamatsu.com/us/en/product/type/A9865/index.html | hamamatsu | A9865
|  |  | > | SM1A9 - Adapter with External C-Mount Threads and Internal SM1 Threads | 1 | 18.82 | https://www.thorlabs.com/thorproduct.cfm?partnumber#SM1A9 | thorlabs | SM1A9 | 0
|  |  | Hamamatsu-H10770B-40-GaAsp-PMT, SM1 interface, v2 < |  |  | 18.77 | [6 empty] | an alternative (worse, thicker, but readily available) to Hamamatsu A9865
|  |  |  | Hamamatsu H10770B-40 (photosensor module (H7422-40mod W/O cooler and protection circuit) | 1 | 2619 |  | hamamatsu | H10770B-40
|  |  |  | SM1A53 - Nikon Nosepiece/OEM Flange to Internal SM1 Adapter, 5.6 mm Thread Depth | 1 | 18.77 | https://www.thorlabs.com/thorproduct.cfm?partnumber=SM1A53 | thorlabs | SM1A53
|  |  |  | m2 x 4mm screws for Hamamatsu GaAsp with alternative mount | 4
> |  |  | > | acrylic (thin) for Hamamatsu GaAsp with alternative mount | 1
Electronics <
preamplifiers <
|  |  |  | SR570 -- Stanford research systems preamp | 1 | 2600 | http://www.thinksrs.com/products/SR570.htm | srs |  | SR570_FPlg.jpg
|  |  |  | Variable Gain High Speed Current Amplifier DHPCA-100 | 1 | 3100 | https://www.femto.de/en/products/current-amplifiers/variable-gain-up-to-200-mhz-dhpca.html | femto |  | DHPCA-100_R2_web.jpg
|  |  |  | C6438 - wide bandwidth amplifier unit | 1 | 522 | [6 empty] | ! Haven't used yet. See emails from 6/15/15
|  | > |  | PMT Amplifier by HHMI Janelia Research Campus (Karel Svoboda Lab) | 1 |  | https://www.flintbox.com/public/project/26527 | DIY
power sources <
|  |  |  | agilent e3620a -- power supply, 2 Output, 0 V, 25 V, 0 A, 1 A | 1 | 681 | http://www.newark.com/keysight-technologies/e3620a/power-supply-dc-bench-25v-50w/dp/91F3056 | newark |  | newark-E3620A_5291144.jpg
|  |  |  | KORAD KA3005P - Programmable Precision Variable Adjustable 30V, 5A DC Linear Power Supply Digital Regulated Lab Grade | 1 | 140 | https://www.amazon.com/gp/product/B0085QLNFM/ref=ppx_yo_dt_b_search_asin_title?ie=UTF8&psc=1 | amazon
|  |  |  | Hamamatsu trip circuit power supply for the GaAsp PMTs | 1
|  | > |  | PMT controller and power supply by HHMI Janelia Research Campus (Karel Svoboda Lab) < | 1 |  | https://www.flintbox.com/public/project/30900/ | DIY
pmt controller circuit <
|  |  |  | Hamamatsu R3896 controller circuit -v1 | 1 |  |  | DIY
|  | > |  | Hamamatsu H10770B-40 control circuit -v1 | 1 |  |  | DIY
|  |  | Alkali PMT, Hamamatsu-R3896_electronics -v1 < |  |  | 2740
|  |  |  | SR570 -- Stanford research systems preamp | 1 | 2600 | http://www.thinksrs.com/products/SR570.htm | srs | 0 | SR570_FPlg.jpg | 0 | 0
|  |  |  | KORAD KA3005P - Programmable Precision Variable Adjustable 30V, 5A DC Linear Power Supply Digital Regulated Lab Grade | 1 | 140 | https://www.amazon.com/gp/product/B0085QLNFM/ref=ppx_yo_dt_b_search_asin_title?ie=UTF8&psc=1 | amazon | 0 | 0 | 0 | 0
|  |  |  | Hamamatsu R3896 controller circuit -v1 | 1 | 0 | 0 | DIY | 0 | 0 | 0 | 0
|  |  | > | reminder: DAQ card: 1 input channel | 1
|  |  | GaAsp electronics 1 < |  |  | 0
|  |  |  | PMT controller and power supply by HHMI Janelia Research Campus (Karel Svoboda Lab) < | 1 | 0 | https://www.flintbox.com/public/project/30900/ | DIY | 0 | 0 | 0 | 0
|  |  |  | PMT Amplifier by HHMI Janelia Research Campus (Karel Svoboda Lab) | 1 | 0 | https://www.flintbox.com/public/project/26527 | DIY | 0 | 0 | 0 | 0
|  |  |  | Hamamatsu H10770B-40 control circuit -v1 | 1 | 0 | 0 | DIY | 0 | 0 | 0 | 0
> |  |  | > | reminder: DAQ card: 1 input channel | 1 | 0 | 0 | 0 | 0 | 0 | 0 | 0
PMT tubes and associated electronics <
|  |  | Hamamatsu-R3896, mount with SM1 interface with electronics, single channel, v1 < |  |  | 4011.2
|  |  |  | Hamamatsu-R3896, socket_C12597, SM1 interface, v1 < | 1 | 1271.2 | 0 | 0 | 0 | Hamamatsu-R3896_socket_C12597_SM1 interface_v1.png | 0 | 0
|  |  | > | Alkali PMT, Hamamatsu-R3896_electronics -v1 < | 1 | 2740 | 0 | 0 | 0 | 0 | 0 | 0
|  |  | Hamamatsu H10770B-40 mount with SM1 interface with electronics, single channel, v1 < |  |  | 2722.82
|  |  |  | Hamamatsu-H10770B-40-GaAsp-PMT, SM1 interface, v1 < | 1 | 2722.82 | 0 | 0 | 0 | Hamamatsu-GaAsp-PMT-with-SM1-mount.png | 0 | 0
|  |  | > | GaAsp electronics 1 < | 1 | 0 | 0 | 0 | 0 | 0 | 0 | 0
>
Dichroics, filters, sets <
| common 2ry channels dichroic and filters < | [11 empty] | A combination of a high wavelength long-pass dichroic followed by a high-quality short-pass filter
|  | common 2ry channels, dichroic < | [10 empty] | Pump/red channel dichroic: reflects all detected wavelengths, pass pump laser light through.
|  |  |  | Semrock FF735-Di02-25x36. 735 nm edge BrightLine® multiphoton single-edge dichroic beamsplitter | 1 | 565 | https://www.semrock.com/FilterDetails.aspx?id#FF735-Di02-25x36 | semrock | FF735-Di02-25x36
|  |  |  | Semrock 875 nm edge BrightLine® multiphoton single-edge dichroic beamsplitter | 1 | 595 | https://www.semrock.com/FilterDetails.aspx?id#FF875-Di01-25x36 | semrock | FF875-Di01-25x36
|  | > |  | Semrock 850 nm BrightLine® Multiphoton LaserMUX™ Beam Combiner | 1 | 745 | https://www.semrock.com/FilterDetails.aspx?id#FF850-Di01-t1-25x36 | semrock | FF850-Di01-t1-25x36
|  | common 2ry channels, filter < | [10 empty] | An additional cut-off for the pump laser light
|  |  |  | Semrock 842 nm blocking edge BrightLine® short-pass filter | 1 | 405 | https://www.idex-hs.com/store/product-detail/ff01_842_sp_25/fl-009671 | semrock | FF01-842/SP-25
|  | > |  | Semrock 890 nm blocking edge BrightLine® multiphoton short-pass emission filter | 1 | 1195 | https://www.semrock.com/FilterDetails.aspx?id#FF01-890/SP-25 | semrock | FF01-890/SP-25 |  |  |  | 10^-7 transmission starting from ~885nm
|  |  | common 2ry channels dichroic & filter, v1< |  |  | 970
|  |  |  | Semrock FF735-Di02-25x36. 735 nm edge BrightLine® multiphoton single-edge dichroic beamsplitter | 1 | 565 | https://www.semrock.com/FilterDetails.aspx?id#FF735-Di02-25x36 | semrock | FF735-Di02-25x36 | 0 | 0 | 0
| > |  | > | Semrock 842 nm blocking edge BrightLine® short-pass filter | 1 | 405 | https://www.semrock.com/FilterDetails.aspx?id#FF875-Di01-25x36 | semrock | FF875-Di01-25x36 | 0 | 0 | 0
GCaMP / pump dichroics <
|  | > |  | Semrock FF562-Di03-25x36 - 562 nm edge BrightLine® single-edge standard epi-fluorescence dichroic beamsplitter | 1 | 255 | https://www.semrock.com/FilterDetails.aspx?id#FF562-Di03-25x36 | semrock | FF562-Di03
GCaMP filters <
|  |  |  | FGB39 - Ø25 mm BG39 Colored Glass Bandpass Filter, 360 - 580 nm | 1 | 26.78 | https://www.thorlabs.com/thorproduct.cfm?partnumber#FGB39 | thorlabs | FGB39 |  |  |  | the usefulness of this filter is that it transmits <1e-5 light in 820-940nm and <2e-5 in 940-980nm. max transmission of ~86% at 500nm
|  | > |  | Semrock FF01-514/30-25 (514/30 Nrightline bandpass filter, 25mm) | 1 | 355 | https://www.semrock.com/FilterDetails.aspx?id#FF01-514/30-25 | semrock | FF01-514/30-25
|  |  | GCaMP / pump dichroic & filters, set 1 < |  |  | 636.78
|  |  |  | Semrock FF562-Di03-25x36 - 562 nm edge BrightLine® single-edge standard epi-fluorescence dichroic beamsplitter | 1 | 255 | https://www.semrock.com/FilterDetails.aspx?id#FF562-Di03-25x36 | semrock | FF562-Di03 | 0 | 0 | 0
|  |  |  | FGB39 - Ø25 mm BG39 Colored Glass Bandpass Filter, 360 - 580 nm | 1 | 26.78 | https://www.thorlabs.com/thorproduct.cfm?partnumber#FGB39 | thorlabs | FGB39 | 0 | 0 | 0 | the usefulness of this filter is that it transmits <1e-5 light in 820-940nm and <2e-5 in 940-980nm. max transmission of ~86% at 500nm
|  |  | > | Semrock FF01-514/30-25 (514/30 Nrightline bandpass filter, 25mm) | 1 | 355 | https://www.semrock.com/FilterDetails.aspx?id#FF01-514/30-25 | semrock | FF01-514/30-25 | 0 | 0 | 0
mCheery + RGECO, filter <
|  |  |  | Semrock 609/54 nm BrightLine® single-band bandpass filter | 1 | 325 | https://www.semrock.com/FilterDetails.aspx?id#FF01-609/54-25 | semrock | FF01-609/54-25
|  |  |  | Semrock 600/52 nm BrightLine® single-band bandpass filter | 1 | 355 | https://www.semrock.com/FilterDetails.aspx?id#FF01-600/52-25 | semrock | FF01-600/52-25
|  |  |  | Chroma E700sp-2p8 69104 (aka Chroma E700SP-2P) | 1 |  |  | chroma
|  | > |  | Chroma ET750sp-2p8 -- short pass | 1 | 625 | https://www.chroma.com/products/single-bandpass-and-single-edge-filters/filter-type/shortpass-filters/type/parts_display | chroma | ET750sp-2p |  |  |  | Not in the rig. A suggested replacement for E700sp-2p8. Blocks multiphoton lasers between 780-1064nm to # OD8 average and transmits between 400-745nm # 95% average
mCheery + RGECO, dichroic <
|  |  |  | 640 nm edge BrightLine® single-edge image-splitting dichroic beamsplitter for super-resolution microscopy | 1 | 595 | https://www.semrock.com/FilterDetails.aspx?id#FF640-FDi02-t3-25x36 | semrock | FF640-FDi02-t3-25x36
|  |  |  | 640 nm edge BrightLine® single-edge image-splitting dichroic beamsplitter for standard microscopy | 1 | 365 | https://www.semrock.com/FilterDetails.aspx?id#FF640-FDi01-25x36 | semrock | FF640-FDi01-25x36
|  | > |  | 660 nm edge BrightLine® single-edge standard epi-fluorescence dichroic beamsplitter | 1 | 275 | https://www.semrock.com/FilterDetails.aspx?id#FF660-Di02-25x36 | semrock | FF660-Di02-25x36
|  |  | mCherry dichroic/filter set, v1< |  |  | 920
|  |  |  | Semrock 609/54 nm BrightLine® single-band bandpass filter | 1 | 325 | https://www.semrock.com/FilterDetails.aspx?id#FF01-609/54-25 | semrock | FF01-609/54-25 | 0 | 0 | 0
|  |  | > | 640 nm edge BrightLine® single-edge image-splitting dichroic beamsplitter for super-resolution microscopy | 1 | 595 | https://www.semrock.com/FilterDetails.aspx?id#FF640-FDi02-t3-25x36 | semrock | FF640-FDi02-t3-25x36 | 0 | 0 | 0
|  |  |  | reminder: choose dichroic/filter set for the 1st 2ry channel | 1
> |  |  |  | reminder: choose dichroic/filter set for the 2nd 2ry channel | 1
Lenses < | [12 empty] | Place the lenses here to allow easier swapping and theory references
Main channel <
|  |  |  | LA1805-A - N-BK7 Plano-Convex Lens, Ø1", f = 30.0 mm, AR Coating: 350 - 700 nm | 1 | 34.43 | https://www.thorlabs.com/thorproduct.cfm?partnumber#LA1805-A | thorlabs | LA1805-A
|  |  |  | LA1274-A - N-BK7 Plano-Convex Lens, Ø30.0 mm, f # 40.0 mm, AR Coating: 350-700 nm | 1 | 39.27 | https://www.thorlabs.com/thorproduct.cfm?partnumber#LA1274-A | thorlabs | LA1274-A
|  |  | main channel lenses, v3 < |  |  | 65.54
|  |  |  | LA1708-A - N-BK7 Plano-Convex Lens, Ø1", f # 200.0 mm, AR Coating: 350-700 nm | 1 | 30.6 | https://www.thorlabs.com/thorproduct.cfm?partnumber#LA1708-A | thorlabs | LA1708-A
| > |  | > | LA1951-A - N-BK7 Plano-Convex Lens, Ø1", f # 25.4 mm, AR Coating: 350-700 nm | 1 | 34.94 | https://www.thorlabs.com/thorproduct.cfm?partnumber#LA1951-A | thorlabs | LA1951-A
Secondary channels <
first lens past excitation path <
|  |  |  | LA1708-A - N-BK7 Plano-Convex Lens, Ø1", f # 200.0 mm, AR Coating: 350-700 nm | 1 | 30.6 | https://www.thorlabs.com/thorproduct.cfm?partnumber#LA1708-A | thorlabs | LA1708-A |  |  |  | red channel (should be, but is it really there?)
|  |  | 1st PMT channel lenses < |  |  | 65.28
|  |  |  | LA1509-A - N-BK7 Plano-Convex Lens, Ø1", f # 100.0 mm, AR Coating: 350-700 nm | 1 | 31.62 | https://www.thorlabs.com/thorproduct.cfm?partnumber#LA1509-A | thorlabs | LA1509-A
|  |  | > | LA1027-A - N-BK7 Plano-Convex Lens, Ø1", f # 35.0 mm, AR Coating: 350-700 nm | 1 | 33.66 | https://www.thorlabs.com/thorproduct.cfm?partnumber#LA1027-A | thorlabs | LA1027-A |  |  |  | red channel PMT
2nd PMT channel lenses <
> | > |  | >
Main Channel <
Mechanics <
|  |  | detection-primary-channel_SM1-mount-PMT-interface_no-optics, v1 < |  |  | 303.72 |  |  |  | detection-primary-channel_SM1-mount-PMT-interface_no-optics_v1.png
|  |  |  | 30mm cage dichroic housing, rods end < | 1 | 250.63 | 0 | 0 | 0 | 30mm cage dichroic housing_rods end.png | 0 | 0
|  |  |  | SM1L05 - SM1 Lens Tube, 0.50" Thread Depth, One Retaining Ring Included | 1 | 12.59 | https://www.thorlabs.com/thorproduct.cfm?partnumber=SM1L05 | thorlabs | SM1L05 | SM1L05.jpg | 0 | 0
|  |  |  | SM1T2 - SM1 (1.035"-40) Coupler, External Threads, 0.5" Long | 1 | 20.3 | https://www.thorlabs.com/thorproduct.cfm?partnumber=SM1T2 | thorlabs | SM1T2 | SM1T2.jpg | 0 | 0
|  |  | > | ER1 - Cage Assembly Rod, 1" Long, Ø6 mm | 4 | 5.05 | https://www.thorlabs.com/thorproduct.cfm?partnumber=ER1 | thorlabs | ER1 | ER1.jpg | 0 | 0
|  |  | detection-primary-channel_SM1-mount-PMT-interface_no-optics, v2 < |  |  | 263.22
|  |  |  | 30mm cage dichroic housing, rods end < | 1 | 250.63 | 0 | 0 | 0 | 30mm cage dichroic housing_rods end.png | 0 | 0
|  |  | > | SM1L05 - SM1 Lens Tube, 0.50" Thread Depth, One Retaining Ring Included | 1 | 12.59 | https://www.thorlabs.com/thorproduct.cfm?partnumber=SM1L05 | thorlabs | SM1L05 | SM1L05.jpg | 0 | 0
|  |  | detection-primary-channel_SM1-mount-PMT-interface_no-optics, v3 < |  |  | 351.74 |  |  |  | detection-primary-channel_C-mount-PMT-interface_no-optics_v2.png
|  |  |  | 30mm cage dichroic housing, rods end < | 1 | 250.63 | 0 | 0 | 0 | 30mm cage dichroic housing_rods end.png | 0 | 0
|  |  |  | Modification of the C4W cube to accommodate SM30L05 (30mm lens tube) | 1 |  |  | DIY
|  |  |  | CP03 - Ø35 mm Aperture, 30 mm Cage Plate, 0.35" Thick, 8-32 Tap | 1 | 18.77 | https://www.thorlabs.com/thorproduct.cfm?partnumber#CP03 | thorlabs | CP03 | 0 | 0 | 0
|  |  |  | SM30L05 - SM30 Lens Tube, 1/2" Thread Depth, One Retaining Ring Included | 1 | 28.05 | https://www.thorlabs.com/thorproduct.cfm?partnumber#SM30L05 | thorlabs | SM30L05 | 0 | 0 | 0
|  |  |  | SM1A16 - Adapter with External SM1 Threads and Internal SM30 Threads | 1 | 21.93 | https://www.thorlabs.com/thorproduct.cfm?partnumber#SM1A16 | thorlabs | SM1A16 | 0 | 0 | 0
|  |  |  | ER1 - Cage Assembly Rod, 1" Long, Ø6 mm | 4 | 5.05 | https://www.thorlabs.com/thorproduct.cfm?partnumber=ER1 | thorlabs | ER1 | ER1.jpg | 0 | 0
|  | > | > | SM1L03 - SM1 Lens Tube, 0.30" Thread Depth, One Retaining Ring Included | 1 | 12.16 | https://www.thorlabs.com/thorproduct.cfm?partnumber=SM1L03 | thorlabs | SM1L03 | SM1L03.jpg | 0 | 0
Main channel assemblies <
|  |  | main channel, Hamamatsu-H10770B-40-GaAsp-PMT, v1 < |  |  | 3657.25
|  |  |  | Hamamatsu-H10770B-40-GaAsp-PMT, SM1 interface, v1 < | 1 | 2722.82 | 0 | 0 | 0 | Hamamatsu-GaAsp-PMT-with-SM1-mount.png | 0 | 0
|  |  |  | detection-primary-channel_SM1-mount-PMT-interface_no-optics, v2 < | 1 | 263.22 | 0 | 0 | 0 | 0 | 0 | 0
|  |  |  | GaAsp electronics 1 < | 1 | 0 | 0 | 0 | 0 | 0 | 0 | 0
|  |  |  | GCaMP / pump dichroic & filters, set 1 < | 1 | 636.78 | 0 | 0 | 0 | 0 | 0 | 0
|  |  | > | LA1805-A - N-BK7 Plano-Convex Lens, Ø1", f = 30.0 mm, AR Coating: 350 - 700 nm | 1 | 34.43 | https://www.thorlabs.com/thorproduct.cfm?partnumber#LA1805-A | thorlabs | LA1805-A | 0 | 0 | 0
|  |  | main channel, Hamamatsu-H10770B-40-GaAsp-PMT, v2 < |  |  | 3750.61
|  |  |  | Hamamatsu H10770B-40 mount with SM1 interface with electronics, single channel, v1 < | 1 | 2722.82 | 0 | 0 | 0 | 0 | 0 | 0
|  |  |  | detection-primary-channel_SM1-mount-PMT-interface_no-optics, v3 < | 1 | 351.74 | 0 | 0 | 0 | detection-primary-channel_C-mount-PMT-interface_no-optics_v2.png | 0 | 0
|  |  |  | GaAsp electronics 1 < | 1 | 0 | 0 | 0 | 0 | 0 | 0 | 0
|  |  |  | GCaMP / pump dichroic & filters, set 1 < | 1 | 636.78 | 0 | 0 | 0 | 0 | 0 | 0
|  |  | > | LA1274-A - N-BK7 Plano-Convex Lens, Ø30.0 mm, f # 40.0 mm, AR Coating: 350-700 nm | 1 | 39.27 | https://www.thorlabs.com/thorproduct.cfm?partnumber#LA1274-A | thorlabs | LA1274-A | 0 | 0 | 0
|  |  | main channel, Hamamatsu-R3896_side-on-PMT, v1 < |  |  | 5017.24
|  |  |  | Hamamatsu-R3896, mount with SM1 interface with electronics, single channel, v1 < | 1 | 4011.2 | 0 | 0 | 0 | 0 | 0 | 0
|  |  |  | detection-primary-channel_SM1-mount-PMT-interface_no-optics, v1 < | 1 | 303.72 | 0 | 0 | 0 | detection-primary-channel_SM1-mount-PMT-interface_no-optics_v1.png | 0 | 0
|  |  |  | GCaMP / pump dichroic & filters, set 1 < | 1 | 636.78 | 0 | 0 | 0 | 0 | 0 | 0
> |  | > | > | main channel lenses, v3 < | 1 | 65.54 | 0 | 0 | 0 | 0 | 0 | 0 | green channel. Can help capture out-of-focus light. But might not be worth it due to ~3% absorption in the lens.
Secondary channels < | [12 empty] | Here, we assume that all of the PTM are side-on. If not, lenses and mechanics will change slightly
Mechanical components <
|  |  | PMT cube mount, no-optics < |  |  | 34.55 |  |  |  | side-on-PMT_mount_lens-tube_no-optics.png |  |  | just add one for an extra channel
|  |  |  | SM1L10 - SM1 Lens Tube, 1.00" Thread Depth, One Retaining Ring Included | 1 | 14.25 | https://www.thorlabs.com/thorproduct.cfm?partnumber=SM1L10 | thorlabs | SM1L10 | SM1L10.jpg | 0 | 0
|  |  | > | SM1T2 - SM1 (1.035"-40) Coupler, External Threads, 0.5" Long | 1 | 20.3 | https://www.thorlabs.com/thorproduct.cfm?partnumber=SM1T2 | thorlabs | SM1T2 | SM1T2.jpg | 0 | 0
|  |  | Excitation path dichroic cube w/o dichroic < |  |  | 308.59
|  |  |  | 30mm cage dichroic housing, rods through < | 1 | 253.94 | 0 | 0 | 0 | 30mm cage dichroic housing_rods through.png | 0 | 0
|  |  |  | C4W-CC - 30 mm Cage Cube Connector for C4W and C6W Series Cubes | 1 | 54.65 | https://www.thorlabs.com/thorproduct.cfm?partnumber#C4W-CC | thorlabs | C4W-CC | 0 | 0 | 0
|  |  |  | SM1L05 - SM1 Lens Tube, 0.50" Thread Depth, One Retaining Ring Included | 1 | 12.59 | https://www.thorlabs.com/thorproduct.cfm?partnumber=SM1L05 | thorlabs | SM1L05 | SM1L05.jpg | 0 | 0 | The tube for the common detection paths optics, connecting the excitation path cube to the PMT cubes
| > |  | > | SM1T2 - SM1 (1.035"-40) Coupler, External Threads, 0.5" Long | 1 | 20.3 | https://www.thorlabs.com/thorproduct.cfm?partnumber=SM1T2 | thorlabs | SM1T2 | SM1T2.jpg
Full 2ry channels assemblies <
|  |  | Single 2ry channel asmbly < |  |  | 5420.22
|  |  |  | Excitation path dichroic cube w/o dichroic < | 1 | 308.59 | 0 | 0 | 0 | 0 | 0 | 0
|  |  |  | common 2ry channels dichroic & filter, v1< | 1 | 970 | 0 | 0 | 0 | 0 | 0 | 0
|  | common path lens <> |  | LA1708-A - N-BK7 Plano-Convex Lens, Ø1", f # 200.0 mm, AR Coating: 350-700 nm | 1 | 30.6 | https://www.thorlabs.com/thorproduct.cfm?partnumber#LA1708-A | thorlabs | LA1708-A | 0 | 0 | 0
|  |  |  | 1st PMT channel lenses < | 1 | 65.28
|  |  |  | reminder: choose dichroic/filter set for the 1st 2ry channel | 1
|  |  |  | PMT cube mount, no-optics < | 1 | 34.55 | 0 | 0 | 0 | side-on-PMT_mount_lens-tube_no-optics.png | 0 | 0
|  |  | > | Hamamatsu-R3896, mount with SM1 interface with electronics, single channel, v1 < | 1 | 4011.2 | 0 | 0 | 0 | 0 | 0 | 0
|  |  | Two 2ry channels, v1 < |  |  | 9465.97
|  |  |  | Single 2ry channel asmbly < | 1 | 5420.22
|  |  |  | PMT cube mount, no-optics < | 1 | 34.55 | 0 | 0 | 0 | side-on-PMT_mount_lens-tube_no-optics.png | 0 | 0
|  |  |  | Hamamatsu-R3896, mount with SM1 interface with electronics, single channel, v1 < | 1 | 4011.2 | 0 | 0 | 0 | 0 | 0 | 0
|  |  |  | 2nd PMT channel lenses < | 1 | 0 | 0 | 0 | 0 | 0 | 0 | 0
> | > |  | > | reminder: choose dichroic/filter set for the 2nd 2ry channel | 1
Tissue Cameras <
|  | Tissue cameras mounted on a tube. SM1 interface. < | [10 empty] | A camera attached to the SM1 tube with an appropriate lens and filter inside
|  |  | Flir Grasshopper3NIR, SM1 internal interface < |  |  | 1329.99 |  |  |  | tissue-camera_FLIR-Grasshopper3NIR.png
|  |  |  | FLIR GS3-U3-41C6NIR-C camera (former PtGrey) | 1 | 1295 | https://www.ptgrey.com/grasshopper3-41-mp-mono-usb3-vision-cmosis-cmv4000-3e12-camera | flir | GS3-U3-41C6NIR-C | grasshopper3_frontback_usb.png |  |  | 1" MOSISCMV4000-3E12 sensor (actually, it's 10.5 x 10.5mm)
|  |  |  | USB 3.1 Locking Cable, Model: USB 3.1, 5m, Type-A to Micro-B (Locking) Cable | 1 | 15 | https://www.flir.com/products/usb-3.1-locking-cable/ | flir | ACC-01-2301 |  |  |  | a stock Type-C to Micro-B USB 3.1 cable also works
|  |  | > | SM1A39 - Adapter with External C-Mount Threads and External SM1 Threads | 1 | 19.99 | https://www.thorlabs.com/thorproduct.cfm?partnumber=SM1A39 | thorlabs | SM1A39 | 0 | 0 | 0
|  |  | Basler Scout tissue camera, SM1 internal interface < |  |  | 3294.99
|  |  |  | Basler scout scA1400-17gm camera, 17 FPS at 1.4 MP res (Max. Image Circle 2/3") | 1 | 3275 | https://www.baslerweb.com/en/products/cameras/area-scan-cameras/scout/sca1400-17gm/ | basler | scA1400-17gm | basler_scout_GigE_IEEE_f_l_670x500px__x250.jpg |  |  | price is approximate. The site is with tech info
|  | > | > | SM1A39 - Adapter with External C-Mount Threads and External SM1 Threads | 1 | 19.99 | https://www.thorlabs.com/thorproduct.cfm?partnumber=SM1A39 | thorlabs | SM1A39 | 0 | 0 | 0
Tissue camera assemblies <
|  |  | Basler (2/3" sensor) assembly < |  |  | 3309.24
|  |  |  | Basler Scout tissue camera, SM1 internal interface < | 1 | 3294.99
|  |  |  | SM1L10 - SM1 Lens Tube, 1.00" Thread Depth, One Retaining Ring Included | 1 | 14.25 | https://www.thorlabs.com/thorproduct.cfm?partnumber#SM1L10 | thorlabs | SM1L10
|  |  |  | Basler Scout tissue camera, fitler | 1
|  |  | > | Tissue camera, 1/2" sensor, lens | 1
|  |  | Grasshopper3NIR (1" sensor) assembly < |  |  | 1344.24
|  |  |  | Flir Grasshopper3NIR, SM1 internal interface < | 1 | 1329.99
|  |  |  | SM1L10 - SM1 Lens Tube, 1.00" Thread Depth, One Retaining Ring Included | 1 | 14.25 | https://www.thorlabs.com/thorproduct.cfm?partnumber#SM1L10 | thorlabs | SM1L10
|  |  |  | Grasshopper3NIR tissue camera, filter | 1
|  | > | > | Tissue camera, 1" sensor, lens | 1
IR illumination <
|  | 850 nm IR LED (SMD) for DIY illumination (for tissue and behavioral cameras) < | [10 empty] | Manufacturing isn't trivial. Buy several!
|  |  |  | Vishay VSMY98545; Infrared (IR) Emitter 850nm 1.8V 1A 230mW/sr @ 1A 90° 3-SMD, No Lead | 1 | 4.5 | https://www.digikey.com/product-detail/en/vishay-semiconductor-opto-division/VSMY98545/VSMY98545CT-ND/4580839 |  | VSMY98545CT-ND | VSMY98545TR-ND.jpg |  |  | manufacturer part number: VSMY98545
|  | > |  | Vishay VSMY98545 - Infrared Emitter, Peak wavelength: 850nm, High Power, 45°, SMD, 1 A, 2.3 V, 15 ns, 18 ns | 1 | 4.7 | https://www.newark.com/vishay/vsmy98545/infrared-emitter-high-power-1/dp/55X3786 | newark | VSMY98545 | VSMY98545TR-ND.jpg
|  |  | SMD LED IR light collimator < |  |  | 21.97
|  |  |  | LA1116 - N-BK7 Plano-Convex Lens, Ø6.0 mm, f = 10.0 mm, Uncoated | 1 | 21.97 | https://www.thorlabs.com/thorproduct.cfm?partnumber=LA1116 | thorlabs | LA1116
|  |  | > | SMD LED IR light collimator: DIY enclosure | 1
|  |  | IR illumination for tissue camera, DIY 1 < |  |  | 51.95
|  |  |  | Vishay VSMY98545; Infrared (IR) Emitter 850nm 1.8V 1A 230mW/sr @ 1A 90° 3-SMD, No Lead | 3 | 4.5 | https://www.digikey.com/product-detail/en/vishay-semiconductor-opto-division/VSMY98545/VSMY98545CT-ND/4580839 | 0 | VSMY98545CT-ND | VSMY98545TR-ND.jpg | 0 | 0 | SMD size: 3.85 x3.85mm. LED class cover diam: 2.76mm. Order more than 1 as the manufactuing is prone to failure.
|  |  |  | IR Illumiation for tissue camera: Thick copper wire | 1 | [7 empty] | The thick copper wire here serves as both the conductor and heat sink here
|  |  |  | BuckPuck DC LED Driver - 7 Pin SIP; 700mA - wired - dimming with tim pot | 1 | 16.48 | http://www.ledsupply.com/led-drivers/buckpuck-dc-led-drivers | ledsupply | 0302x-D-x-xxxx | BuckPuck-DC-LED-Driver_0302x-d-x-xxxx.jpg
> | > |  | > | SMD LED IR light collimator < | 1 | 21.97 | [6 empty] | Any collimator that doesn't absorb too much at LED wavelength (850nm here) and can fit the assembly in would work here
Objective lenses < | [12 empty] | See in scanners
Olympus XLUMPLFLN20XW <
SM1 adapters <
|  |  |  | SM1A12 - Adapter with External SM1 Threads and Internal M25 x 0.75 Threads | 1 | 21.86 | https://www.thorlabs.com/thorproduct.cfm?partnumber=SM1A12 | thorlabs | SM1A12 | 0 | 0 | 0
| > | > |  | M25 x 0.75 internal to 30mm cage 4-40 screws adapter | 1 |  |  | DIY |  | M25_0.75_to_C4W_adapter.png
|  |  | Olympus XLUMPLFLN20XW objective, SM1 interface < |  |  | 6916.86
|  |  |  | Olympus, XLUMPLFLN20XW; SUPER 20X WATER NA 1.0,WD 2MM, 38 DEG ACCD 2MM | 1 | 6895 | https://www.olympus-lifescience.com/en/objectives/xlumplfln-w/=!cms[tab]=%2Fobjectives%2Fxlumplfln-w%2F20xw | olympus | XLUMPLFLN20XW | 0 | 0 | 0 | 0
> |  |  | > | SM1A12 - Adapter with External SM1 Threads and Internal M25 x 0.75 Threads | 1 | 21.86 | https://www.thorlabs.com/thorproduct.cfm?partnumber=SM1A12 | thorlabs | SM1A12 | 0 | 0 | 0
Objective shutters <
|  |  | Uniblitz VS25 shutter mount, v1 < |  |  | 0 |  | DIY
|  |  | > | Optically Colored Cast Acrylic Sheet, 3/16" | 1 | 0
|  |  | objective shutter, Uniblitz VS25-based, v1 < |  |  | 985
|  |  |  | VS25 25mm Optical Shutter, VSR25S1T1 (Normally opened -- For use with D880C or VED24 drivers), un-housed, teflon coated, electronic sync -- yes, Connector : 7-pin, NO for the rest (default options)) | 1 | 485 | https://www.uniblitz.com/product/vs25-shutter-system/ | uniblitz | VSR25S1T1 | uniblitz-vs25-optical-shutter-b.jpg |  |  | rush order for extra money
|  |  |  | D880C Open Frame Uni-stable Driver | 1 | 500 | https://www.uniblitz.com/products/d880c-shutter-driver/ | uniblitz | D880C | uniblitz-d880c-shutter-driver-a.jpg |  |  | lead time: 4-5 weeks
|  |  | > | Uniblitz VS25 shutter mount, v1 < | 1 | 0 |  | DIY
Objective shutter, DIY, v1 <
> |  |  | >
Mount & stage < | [12 empty] | See in stage-motion
vertical stage servos and mounts <
|  |  | vertical stage servo and mounts, v1 < |  |  | 1021.22
|  |  |  | Motorized 462-X-M stage - diy, pulley - 1 < | 1 | 856.58
|  |  |  | MB4 - Aluminum Breadboard 4" x 6" x 1/2", 1/4"-20 Taps | 1 | 44.13 | https://www.thorlabs.com/thorproduct.cfm?partnumber=MB4 | thorlabs | MB4 | 0 | 0 | 0
|  |  |  | 1.5" post assembly < | 4 | 12.19
|  |  |  | BE1 - Ø1.25" Studded Pedestal Base Adapter, 1/4"-20 Thread | 4 | 9.49 | https://www.thorlabs.com/thorproduct.cfm?partnumber#BE1-P5 | thorlabs | BE1 | 0 | 0 | 0
|  |  |  | CF038-P5 - Clamping Fork, 0.38" Counterbored Slot, Universal, 5 Pack | 0.6 | 41.4 | https://www.thorlabs.com/thorproduct.cfm?partnumber=CF038-P5 | thorlabs | CF038-P5 | 0 | 0 | 0
> | > |  | > | CF125 - Clamping Fork, 1.24" Counterbored Slot, Universal | 1 | 8.95 | https://www.thorlabs.com/thorproduct.cfm?partnumber#CF125#ad-image-0 | thorlabs | CF125 | 0 | 0 | 0

## DH
cat2 | cat1 | cat0 | Assembly | Part name | Qty | Price ea, $ | url | vendor | catalog # | pic | lead time, weeks | extra | Notes
|  | common < | PH2 + TR2 post < |  |  | 13.28
|  |  |  | PH2 - Ø1/2" Post Holder, Spring-Loaded Hex-Locking Thumbscrew, L # 2" | 1 | 7.93 | https://www.thorlabs.com/thorproduct.cfm?partnumber#PH2 | thorlabs | PH2
|  |  | > | TR2 - Ø1/2" Optical Post, SS, 8-32 Setscrew, 1/4"-20 Tap, L # 2" | 1 | 5.35 | https://www.thorlabs.com/thorproduct.cfm?partnumber#TR2 | thorlabs | TR2
|  |  | PH3+TR3 < |  |  | 14.1
|  |  |  | PH3 - Ø1/2" Post Holder, Spring-Loaded Hex-Locking Thumbscrew, L # 3" | 1 | 8.52 | https://www.thorlabs.com/thorproduct.cfm?partnumber#PH3 | thorlabs | PH3
|  |  | > | TR3 - Ø1/2" Optical Post, SS, 8-32 Setscrew, 1/4"-20 Tap, L # 3" | 1 | 5.58 | https://www.thorlabs.com/thorproduct.cfm?partnumber#TR3 | thorlabs | TR3
|  |  | PH2+TR2+BA1S < |  |  | 18.64
|  |  |  | PH2 - Ø1/2" Post Holder, Spring-Loaded Hex-Locking Thumbscrew, L # 2" | 1 | 7.93 | https://www.thorlabs.com/thorproduct.cfm?partnumber#PH2 | thorlabs | PH2
|  |  |  | TR2 - Ø1/2" Optical Post, SS, 8-32 Setscrew, 1/4"-20 Tap, L # 2" | 1 | 5.35 | https://www.thorlabs.com/thorproduct.cfm?partnumber#TR2 | thorlabs | TR2
|  |  | > | BA1S - Mounting Base, 1" x 2.3" x 3/8" | 1 | 5.36 | https://www.thorlabs.com/thorproduct.cfm?partnumber#BA1S | thorlabs | BA1S
|  |  | PH3+TR3+BA1S < |  |  | 19.46
|  |  |  | PH3 - Ø1/2" Post Holder, Spring-Loaded Hex-Locking Thumbscrew, L # 3" | 1 | 8.52 | https://www.thorlabs.com/thorproduct.cfm?partnumber#PH3 | thorlabs | PH3
|  |  |  | TR3 - Ø1/2" Optical Post, SS, 8-32 Setscrew, 1/4"-20 Tap, L # 3" | 1 | 5.58 | https://www.thorlabs.com/thorproduct.cfm?partnumber#TR3 | thorlabs | TR3
|  | > | > | BA1S - Mounting Base, 1" x 2.3" x 3/8" | 1 | 5.36 | https://www.thorlabs.com/thorproduct.cfm?partnumber#BA1S | thorlabs | BA1S
SLMs <
|  |  | Holoeye SLM < |  |  | 15500
|  |  |  | Driver Unit | 1 | 11300
|  |  |  | PLUTO-2-NIR-015 phase only SLM - display | 1 | 4200
|  | > | > | M2 screws | 3 |  | https://www.mcmaster.com/91290A015
galvo-galvo 4f system <
power source for the galvos <
|  |  | > | power source for the cambridge galvo | 1
|  |  | galvo with mount < |  |  | 129.6
|  |  |  | cambridge tech 7mm | 1
|  |  |  | galvo mount to C6W | 1 |  |  | DIY
|  |  |  | LCP02 - 30 mm to 60 mm Cage Plate Adapter, 8-32 Tap | 1 | 42.2 | https://www.thorlabs.com/thorproduct.cfm?partnumber#LCP02 | thorlabs | LCP02
|  |  |  | C6W - 30 mm Cage Cube, Ø6 mm Through Holes | 1 | 67.63 | https://www.thorlabs.com/thorproduct.cfm?partnumber#C6W | thorlabs | C6W
|  |  | > | ER05-P4 - Cage Assembly Rod, 1/2" Long, Ø6 mm, 4 Pack | 1 | 19.77 | https://www.thorlabs.com/thorproduct.cfm?partnumber#ER05-P4 | thorlabs | ER05-P4
|  |  | galvo 1 - lens 1 rods < |  |  | 33.86
|  |  | > | ER6-P4 - Cage Assembly Rod, 6" Long, Ø6 mm, 4 Pack | 1 | 33.86 | https://www.thorlabs.com/thorproduct.cfm?partnumber#ER6-P4 | thorlabs | ER6-P4
|  |  | lens with mount < |  |  | 395.57
|  |  |  | LCP02 - 30 mm to 60 mm Cage Plate Adapter, 8-32 Tap | 1 | 42.2 | https://www.thorlabs.com/thorproduct.cfm?partnumber#LCP02 | thorlabs | LCP02
|  |  |  | CXY2 - 60 mm Cage System Translating Lens Mount for Ø2" Optics | 1 | 210.53 | https://www.thorlabs.com/thorproduct.cfm?partnumber#CXY2 | thorlabs | CXY2
|  |  | > | AC508-100-B - f # 100.0 mm, Ø2" Achromatic Doublet, ARC: 650 - 1050 nm | 1 | 142.84 | https://www.thorlabs.com/thorproduct.cfm?partnumber#AC508-100-B | thorlabs | AC508-100-B
|  |  | lens1 - lens2 rods < |  |  | 52.32
|  |  | > | ER10 - Cage Assembly Rod, 10" Long, Ø6 mm | 4 | 13.08 | https://www.thorlabs.com/thorproduct.cfm?partnumber#ER10 | thorlabs | ER10
|  |  | lens2 - galvo2 connector < |  |  | 326.68
|  |  |  | KCB1 - Right-Angle Kinematic Mirror Mount with Tapped Cage Rod Holes, 30 mm Cage System and SM1 Compatible, 8-32 and 1/4"-20 Mounting Holes | 1 | 147.29 | https://www.thorlabs.com/thorproduct.cfm?partnumber#KCB1 | thorlabs | KCB1
|  |  |  | UM10-AG - Ø1" Ultrafast-Enhanced Silver Mirror, 750 - 1000 nm | 1 | 104.97 | https://www.thorlabs.com/thorproduct.cfm?partnumber#UM10-AG | thorlabs | UM10-AG
|  |  |  | C4W-CC - 30 mm Cage Cube Connector for C4W and C6W Series Cubes | 1 | 54.65 | https://www.thorlabs.com/thorproduct.cfm?partnumber#C4W-CC | thorlabs | C4W-CC
|  |  | > | ER05-P4 - Cage Assembly Rod, 1/2" Long, Ø6 mm, 4 Pack | 1 | 19.77 | https://www.thorlabs.com/thorproduct.cfm?partnumber#ER05-P4 | thorlabs | ER05-P4
|  |  | galvo-galvo 4f system < |  |  | 1463.2
|  |  |  | galvo with mount < | 2 | 129.6
|  |  |  | power source for the cambridge galvo | 1 | 0
|  |  |  | galvo 1 - lens 1 rods < | 1 | 33.86
|  |  |  | lens with mount < | 2 | 395.57
|  |  |  | lens1 - lens2 rods < | 1 | 52.32
|  |  | > | lens2 - galvo2 connector < | 1 | 326.68
>
scan lens system <
|  |  | plossl type lens 60mm lens < |  |  | 347.9
|  |  |  | SM2L15 - SM2 Lens Tube, 1.5" Thread Depth, One Retaining Ring Included | 1 | 31.79 | https://www.thorlabs.com/thorproduct.cfm?partnumber#SM2L15 | thorlabs | SM2L15
|  |  |  | AC508-180-AB - f # 180.0 mm, Ø50.8 mm Achromatic Doublet, ARC: 400 - 1100 nm | 2 | 154.5 | https://www.thorlabs.com/thorproduct.cfm?partnumber#AC508-180-AB | thorlabs | AC508-180-AB
|  |  | > | SM2RR - SM2 Retaining Ring for Ø2" Lens Tubes and Mounts | 1 | 7.11 | https://www.thorlabs.com/thorproduct.cfm?partnumber#SM2RR | thorlabs | SM2RR
|  |  | 60mm plossl mount < |  |  | 238.32
|  |  |  | CXY2 - 60 mm Cage System Translating Lens Mount for Ø2" Optics | 1 | 210.53 | https://www.thorlabs.com/thorproduct.cfm?partnumber#CXY2 | thorlabs | CXY2
|  |  |  | ER4-P4 - Cage Assembly Rod, 4" Long, Ø6 mm, 4 Pack | 1 | 27.79 | https://www.thorlabs.com/thorproduct.cfm?partnumber#ER4-P4 | thorlabs | ER4-P4
|  |  | > | LCP01 - 60 mm Cage Plate, SM2 Threads, 0.5" Thick, 8-32 Tap (Two SM2RR Retaining Rings Included) | 1 | 41.12 | https://www.thorlabs.com/thorproduct.cfm?partnumber#LCP01 | thorlabs | LCP01
|  |  | polarization beamsplitter mount 1 < |  |  | 281.55
|  |  |  | LCP60 - 60 mm to 60 mm Cage System Right-Angle Adapter | 1 | 70.04 | https://www.thorlabs.com/thorproduct.cfm?partnumber#LCP60 | thorlabs | LCP60
|  |  |  | B4C - Kinematic Cage Cube Platform for C4W/C6W | 1 | 143.92 | https://www.thorlabs.com/thorproduct.cfm?partnumber#B4C | thorlabs | B4C
|  |  |  | SM2CP2 - Externally SM2-Threaded End Cap | 1 | 19.91 | https://www.thorlabs.com/thorproduct.cfm?partnumber#SM2CP2 | thorlabs | SM2CP2
|  |  |  | SM2A27 - Adapter with External SM2 Threads and Internal M49 x 0.75 Threads | 1 | 31.12 | https://www.thorlabs.com/thorproduct.cfm?partnumber#SM2A27 | thorlabs | SM2A27
|  |  |  | SM2A30 - Adapter with External SM2 Threads and Internal M43 x 0.5 Threads | 1 | 16.56 | https://www.thorlabs.com/thorproduct.cfm?partnumber#SM2A30 | thorlabs | SM2A30
|  |  | > | DIY | 1
|  |  | polirization beamsplitter with mount < |  |  | 839.73
|  |  |  | PBS513 - 2" Polarizing Beamsplitter Cube, 900 - 1300 nm | 1 | 839.73 | https://www.thorlabs.com/thorproduct.cfm?partnumber#PBS513 | thorlabs | PBS513
|  |  | > | …
|  |  | scan lens system 1 < |  |  | 1425.95
|  |  |  | 60mm plossl mount < | 1 | 238.32
|  |  |  | plossl type lens 60mm lens < | 1 | 347.9
|  | > | > | polirization beamsplitter with mount < | 1 | 839.73
1st 4f system w/o mounts<
|  |  | 2" right angle kinematic mirror < |  |  | 283.25
|  |  |  | KCB2 - Right-Angle Kinematic Mirror Mount with Tapped Cage Rod Holes, 60 mm Cage System and SM2 Compatible, 8-32 and 1/4"-20 Mounting Holes | 1 | 173.99 | https://www.thorlabs.com/thorproduct.cfm?partnumber#KCB2 | thorlabs | KCB2
|  |  | > | PF20-03-P01 - Ø2" Protected Silver Mirror | 1 | 109.26 | https://www.thorlabs.com/thorproduct.cfm?partnumber#PF20-03-P01 | thorlabs | PF20-03-P01
|  |  | vertical connector rods < |  |  | 80.11 | [6 empty] | need 13.5" total
|  |  |  | ER10 - Cage Assembly Rod, 10" Long, Ø6 mm | 4 | 13.08 | https://www.thorlabs.com/thorproduct.cfm?partnumber#ER10 | thorlabs | ER10
|  |  | > | ER4-P4 - Cage Assembly Rod, 4" Long, Ø6 mm, 4 Pack | 1 | 27.79 | https://www.thorlabs.com/thorproduct.cfm?partnumber#ER4-P4 | thorlabs | ER4-P4
|  |  | 2nd lens < |  |  | 353.37
|  |  |  | CXY2 - 60 mm Cage System Translating Lens Mount for Ø2" Optics | 1 | 210.53 | https://www.thorlabs.com/thorproduct.cfm?partnumber#CXY2 | thorlabs | CXY2
|  |  | > | AC508-250-B - f # 250.0 mm, Ø2" Achromatic Doublet, ARC: 650 - 1050 nm | 1 | 142.84 | https://www.thorlabs.com/thorproduct.cfm?partnumber#AC508-250-B | thorlabs | AC508-250-B
|  |  | vertical mirror - next mirror connector < |  |  | 60.89
|  |  |  | LCP01 - 60 mm Cage Plate, SM2 Threads, 0.5" Thick, 8-32 Tap (Two SM2RR Retaining Rings Included) | 1 | 41.12 | https://www.thorlabs.com/thorproduct.cfm?partnumber#LCP01 | thorlabs | LCP01
|  |  | > | ER1-P4 - Cage Assembly Rod, 1" Long, Ø6 mm, 4 Pack | 1 | 19.77 | https://www.thorlabs.com/thorproduct.cfm?partnumber#ER1-P4 | thorlabs | ER1-P4
|  |  | back mirrors -connectors < |  |  | 68.91
|  |  |  | LCP01 - 60 mm Cage Plate, SM2 Threads, 0.5" Thick, 8-32 Tap (Two SM2RR Retaining Rings Included) | 1 | 41.12 | https://www.thorlabs.com/thorproduct.cfm?partnumber#LCP01 | thorlabs | LCP01
|  |  | > | ER4-P4 - Cage Assembly Rod, 4" Long, Ø6 mm, 4 Pack | 1 | 27.79 | https://www.thorlabs.com/thorproduct.cfm?partnumber#ER4-P4 | thorlabs | ER4-P4
|  |  | 1nd lens < |  |  | 353.37
|  |  |  | CXY2 - 60 mm Cage System Translating Lens Mount for Ø2" Optics | 1 | 210.53 | https://www.thorlabs.com/thorproduct.cfm?partnumber#CXY2 | thorlabs | CXY2
|  |  | > | AC508-300-B - f # 300.0 mm, Ø2" Achromatic Doublet, ARC: 650 - 1050 nm | 1 | 142.84 | https://www.thorlabs.com/thorproduct.cfm?partnumber#AC508-300-B | thorlabs | AC508-300-B
|  |  | 1st 4f system -1 < |  |  | 1766.4
|  |  |  | vertical connector rods < | 1 | 80.11
|  |  |  | 2nd lens < | 1 | 353.37
|  |  |  | 2" right angle kinematic mirror < | 3 | 283.25
|  |  |  | vertical mirror - next mirror connector < | 1 | 60.89
|  |  |  | back mirrors -connectors < | 1 | 68.91
|  | > | > | 1nd lens < | 1 | 353.37
table mounts <
|  |  | PH2 + TR2 post < |  |  | 13.28
|  |  |  | PH2 - Ø1/2" Post Holder, Spring-Loaded Hex-Locking Thumbscrew, L # 2" | 1 | 7.93 | https://www.thorlabs.com/thorproduct.cfm?partnumber#PH2 | thorlabs | PH2
|  |  | > | TR2 - Ø1/2" Optical Post, SS, 8-32 Setscrew, 1/4"-20 Tap, L # 2" | 1 | 5.35 | https://www.thorlabs.com/thorproduct.cfm?partnumber#TR2 | thorlabs | TR2
|  |  | 2" post on clamped DT12 < |  |  | 110.2
|  |  |  | DT12 - 1/2" Dovetail Translation Stage, 8-32 Taps | 1 | 84.14 | https://www.thorlabs.com/thorproduct.cfm?partnumber#DT12 | thorlabs | DT12
|  |  |  | CL6 - Table Clamp, RLA Series Optical Rails | 2 | 6.39 | https://www.thorlabs.com/thorproduct.cfm?partnumber#CL6 | thorlabs | CL6
|  |  | > | PH2 + TR2 post < | 1 | 13.28
|  | 1st mirror past SLM < | [7 empty] | C:\data\resilio\Dropbox\rnd\microframe\pics\post-slm-mirror-asmbly_v3.png
|  |  | 1st mirror past SLM, KMSR-based < |  |  | 288.28
|  |  |  | PFR10-P01 - 25 mm x 36 mm Protected Silver Mirror | 1 | 88.47 | https://www.thorlabs.com/thorproduct.cfm?partnumber#PFR10-P01 | thorlabs | PFR10-P01
|  |  |  | KMSR - Compact Kinematic Mount for 1" Tall Rectangular Optics, 8-32 Taps | 1 | 75 | https://www.thorlabs.com/thorproduct.cfm?partnumber#KMSR | thorlabs | KMSR
|  |  |  | DIY PFR10 mirror spacer for KMSR | 1 |  |  | DIY
|  |  |  | 2" post assembly < | 1 | 12.89
|  |  |  | DT12 - 1/2" Dovetail Translation Stage, 8-32 Taps | 1 | 84.14 | https://www.thorlabs.com/thorproduct.cfm?partnumber#DT12 | thorlabs | DT12
|  |  |  | BE2T - Tapped Mechanical Component Base, 8-32 Thread | 1 | 10.06 | https://www.thorlabs.com/thorproduct.cfm?partnumber=BE2T | thorlabs | BE2T |  | 0 |  | 0
|  |  |  | RS8M - Ø25 mm Post Spacer, Thickness = 8 mm | 1 | 8.77 | https://www.thorlabs.com/thorproduct.cfm?partnumber=RS8M | thorlabs | RS8M |  | 0 |  | 0
|  |  | > | CF125 - Clamping Fork, 1.24" Counterbored Slot, Universal | 1 | 8.95 | https://www.thorlabs.com/thorproduct.cfm?partnumber#CF125#ad-image-0 | thorlabs | CF125 |  | 0 |  | 0
|  |  | 1st mirror past SLM, KMSR-based < |  |  | 273.67
|  |  |  | PFR10-P01 - 25 mm x 36 mm Protected Silver Mirror | 1 | 88.47 | https://www.thorlabs.com/thorproduct.cfm?partnumber#PFR10-P01 | thorlabs | PFR10-P01
|  |  |  | KMSR - Compact Kinematic Mount for 1" Tall Rectangular Optics, 8-32 Taps | 1 | 75 | https://www.thorlabs.com/thorproduct.cfm?partnumber#KMSR | thorlabs | KMSR
|  |  |  | DIY PFR10 mirror spacer for KMSR | 1 |  |  | DIY
|  |  | > | 2" post on clamped DT12 < | 1 | 110.2
|  |  | 1st mirror past SLM, KM100CL-based < |  |  | 301.21
|  |  |  | 2" post on clamped DT12 < | 1 | 110.2
|  |  |  | KM100CL - Kinematic Mount for up to 1.3" (33 mm) Tall Rectangular Optics, Left Handed | 1 | 102.54 | https://www.thorlabs.com/thorproduct.cfm?partnumber#KM100CL | thorlabs | KM100CL
|  | > |  | PFR10-P01 - 25 mm x 36 mm Protected Silver Mirror | 1 | 88.47 | https://www.thorlabs.com/thorproduct.cfm?partnumber#PFR10-P01 | thorlabs | PFR10-P01
|  |  | mount 1 for 2nd mirror past SLM < |  |  | 82.3
|  |  |  | RLA0300 - Dovetail Optical Rail, 3", Imperial | 1 | 30.84 | https://www.thorlabs.com/thorproduct.cfm?partnumber#RLA0300 | thorlabs | RLA0300
|  |  |  | CL6 - Table Clamp, RLA Series Optical Rails | 2 | 6.39 | https://www.thorlabs.com/thorproduct.cfm?partnumber#CL6 | thorlabs | CL6
|  |  |  | RC1 - Dovetail Rail Carrier, 1.00" x 1.00" (25.4 mm x 25.4 mm), 1/4" (M6) Counterbore | 1 | 25.4 | https://www.thorlabs.com/thorproduct.cfm?partnumber#RC1 | thorlabs | RC1
|  |  | > | PH2 + TR2 post < | 1 | 13.28
|  |  | 2nd mirror past SLM, mount 1 < |  |  | 352.83
|  |  |  | mount 1 for 2nd mirror past SLM < | 1 | 82.3
|  |  |  | KM200S - Kinematic Mount for 2" (50.8 mm) Tall Rectangular Optics, Right Handed | 1 | 147.17 | https://www.thorlabs.com/thorproduct.cfm?partnumber#KM200S | thorlabs | KM200S
|  |  | > | PFSQ20-03-P01 - 2" x 2" Protected Silver Mirror | 1 | 123.36 | https://www.thorlabs.com/thorproduct.cfm?partnumber#PFSQ20-03-P01 | thorlabs | PFSQ20-03-P01
lens1 - 300mm + past table mirrors - 1 <
|  |  |  | DT12 - 1/2" Dovetail Translation Stage, 8-32 Taps | 2 | 84.14 | https://www.thorlabs.com/thorproduct.cfm?partnumber#DT12 | thorlabs | DT12
|  |  |  | PH2 + TR2 post < |  | 13.28
|  |  | > | …
|  |  | table mounts past 1st mirror < |  |  | 465.64
|  |  |  | RLA1200 - Dovetail Optical Rail, 12", Imperial | 1 | 80.9 | https://www.thorlabs.com/thorproduct.cfm?partnumber#RLA1200 | thorlabs | RLA1200
|  |  |  | RLA0300 - Dovetail Optical Rail, 3", Imperial | 1 | 30.84 | https://www.thorlabs.com/thorproduct.cfm?partnumber#RLA0300 | thorlabs | RLA0300
|  |  |  | RC1 - Dovetail Rail Carrier, 1.00" x 1.00" (25.4 mm x 25.4 mm), 1/4" (M6) Counterbore | 5 | 26.94 | https://www.thorlabs.com/thorproduct.cfm?partnumber#RC1 | thorlabs | RC1
|  |  |  | PH2 + TR2 post < | 5 | 13.28
|  |  |  | APM07 - Adjustable Kinematic Positioner, 1/4"-20 Taps | 2 | 32.2 | https://www.thorlabs.com/thorproduct.cfm?partnumber#APM07 | thorlabs | APM07
|  |  |  | KL03 - Spring-Loaded Plunger, 0.85" (21.6 mm) Long Slot | 2 | 31.42 | https://www.thorlabs.com/thorproduct.cfm?partnumber#KL03 | thorlabs | KL03
|  |  | > | CL6 - Table Clamp, RLA Series Optical Rails | 4 | 6.39 | https://www.thorlabs.com/thorproduct.cfm?partnumber#CL6 | thorlabs | CL6
|  |  | table mounts < |  |  | 1092.14
|  |  |  | table mounts past 1st mirror < | 1 | 465.64
|  |  |  | 2nd mirror past SLM, mount 1 < | 1 | 352.83
|  | > | > | 1st mirror past SLM, KMSR-based < | 1 | 273.67
vertical mounts <
|  |  | vertical breadboard < |  |  | 343.42
|  |  |  | MB8 - Aluminum Breadboard 8" x 8" x 1/2", 1/4"-20 Taps | 1 | 77.22 | https://www.thorlabs.com/thorproduct.cfm?partnumber#MB8 | thorlabs | MB8
|  |  | > | VB01B - 18" Vertical Bracket for Breadboards, 1/4"-20 Holes, 1 Piece | 2 | 133.1 | https://www.thorlabs.com/thorproduct.cfm?partnumber#VB01B | thorlabs | VB01B
|  |  | horizonal translation stage < |  |  | 505.88
|  |  |  | XR25P - 25 mm Travel Linear Translation Stage, Side-Mounted Micrometer, 1/4"-20 Taps | 1 | 436.09 | https://www.thorlabs.com/thorproduct.cfm?partnumber#XR25P | thorlabs | XR25P
|  |  | > | MB412 - Aluminum Breadboard, 4" x 12" x 1/2", 1/4"-20 Taps | 1 | 69.79 | https://www.thorlabs.com/thorproduct.cfm?partnumber#MB412 | thorlabs | MB412
|  |  | vertical mounts 1 < |  |  | 944.14
|  |  |  | PH2+TR2+BA1S < | 3 | 18.64
|  |  |  | PH3+TR3+BA1S < | 2 | 19.46
|  |  |  | vertical breadboard < | 1 | 343.42
|  | > | > | horizonal translation stage < | 1 | 505.88
pre-SLM <
|  |  | 1st mirror < |  |  | 362.46
|  |  |  | KCB1 - Right-Angle Kinematic Mirror Mount with Tapped Cage Rod Holes, 30 mm Cage System and SM1 Compatible, 8-32 and 1/4"-20 Mounting Holes | 1 | 147.29 | https://www.thorlabs.com/thorproduct.cfm?partnumber#KCB1 | thorlabs | KCB1
|  |  |  | UM10-AG - Ø1" Ultrafast-Enhanced Silver Mirror, 750 - 1000 nm | 1 | 104.97 | https://www.thorlabs.com/thorproduct.cfm?partnumber#UM10-AG | thorlabs | UM10-AG
|  |  |  | PH2 + TR2 post < | 1 | 13.28
|  |  |  | DT12 - 1/2" Dovetail Translation Stage, 8-32 Taps | 1 | 84.14 | https://www.thorlabs.com/thorproduct.cfm?partnumber#DT12 | thorlabs | DT12
|  |  | > | CL6 - Table Clamp, RLA Series Optical Rails | 2 | 6.39 | https://www.thorlabs.com/thorproduct.cfm?partnumber#CL6 | thorlabs | CL6
|  |  | 1st telescope < |  |  | 680.62
|  |  |  | SPT1 - Coarse ±1 mm XY Slip Plate Positioner, 30 mm Cage Compatible | 2 | 66.55 | https://www.thorlabs.com/thorproduct.cfm?partnumber#SPT1 | thorlabs | SPT1
|  |  |  | SM1L03 - SM1 Lens Tube, 0.30" Thread Depth, One Retaining Ring Included | 3 | 12.52 | https://www.thorlabs.com/thorproduct.cfm?partnumber#SM1L03 | thorlabs | SM1L03
|  |  |  | AC254-045-B - f # 45.0 mm, Ø1" Achromatic Doublet, ARC: 650 - 1050 nm | 1 | 94.42 | https://www.thorlabs.com/thorproduct.cfm?partnumber#AC254-045-B | thorlabs | AC254-045-B
|  |  |  | AC254-060-B - f # 60.0 mm, Ø1" Achromatic Doublet, ARC: 650 - 1050 nm | 1 | 94.42 | https://www.thorlabs.com/thorproduct.cfm?partnumber#AC254-060-B | thorlabs | AC254-060-B
|  |  |  | P50D - Ø1" Mounted Precision Pinhole, 50 ± 3 µm Pinhole Diameter | 1 | 71.62 | https://www.thorlabs.com/thorproduct.cfm?partnumber#P50D | thorlabs | P50D
|  |  |  | CXY1 - 30 mm Cage System, XY Translating Lens Mount for Ø1" Optics | 1 | 187.2 | https://www.thorlabs.com/thorproduct.cfm?partnumber#CXY1#ad-image-0 | thorlabs | CXY1
|  |  |  | ER8 - Cage Assembly Rod, 8" Long, Ø6 mm | 4 | 12.05 | https://www.thorlabs.com/thorproduct.cfm?partnumber#ER8 | thorlabs | ER8
|  |  | > | PH3+TR3 < | 1 | 14.1
power control <
pockels cell <
|  |  | Conoptics M350-80-LA + 302RM < |  |  | 11250 | [6 empty] | sold with 10% educational discount to this price
|  |  |  | model 350-80-LA-02-RP KD*P series E-O modulator with 3.5mm aperture and removable output polarizer | 1 | 5100 |  | conoptics |  |  | 6 |  | has a low dispersion at 1um
|  |  |  | model 302RM driver, DC-to-250KHz Bandwidth, 1us Rise/Fall, 750V | 1 | 5300 |  | conoptics |  |  | 6
|  |  | > | BK option used to minimize piezo-electric resonanses for model 350 series | 1 | 850 |  | conoptics |  |  | 6
|  |  | Conoptics M350-80-LA + 302RM mount < |  |  | 254.66
|  |  |  | LCP02 - 30 mm to 60 mm Cage Plate Adapter, 8-32 Tap | 2 | 42.2 | https://www.thorlabs.com/thorproduct.cfm?partnumber#LCP02 | thorlabs | LCP02
|  |  |  | SPT2 - Coarse ±2 mm Slip Plate Positioner for 60 mm Cage System | 2 | 71.03 | https://www.thorlabs.com/thorproduct.cfm?partnumber#SPT2 | thorlabs | SPT2
|  |  | > | PH3+TR3 < | 2 | 14.1
|  |  | beam block < |  |  | 73.02
|  |  |  | LB1 - Beam Block, 400 - 700 nm, 10 W Max Avg. Power, CW Only, Includes TR3 Post | 1 | 53.56 | https://www.thorlabs.com/thorproduct.cfm?partnumber#LB1 | thorlabs | LB1
| > |  | > | PH3+TR3+BA1S < | 1 | 19.46 |  | thorlabs
polarization rotator <
half-wave plates <
|  |  |  | AHWP10M-980 - Ø1" Mounted Achromatic Half-Wave Plate, SM1-Threaded Mount, 690 - 1200 nm | 1 | 938.2 | https://www.thorlabs.com/thorproduct.cfm?partnumber#AHWP10M-980 | thorlabs | AHWP10M-980
|  |  | 1/2" half-wave plate with mount < |  |  | 877.13
|  |  |  | AHWP05M-980 - Ø1/2" Mounted Achromatic Half-Wave Plate, Ø1" Mount, 690 - 1200 nm | 1 | 864.61 | https://www.thorlabs.com/thorproduct.cfm?partnumber#AHWP05M-980 | thorlabs | AHWP05M-980
|  |  | > | SM1L03 - SM1 Lens Tube, 0.30" Thread Depth, One Retaining Ring Included | 1 | 12.52 | https://www.thorlabs.com/thorproduct.cfm?partnumber#SM1L03 | thorlabs | SM1L03
|  |  | mounted half-wave plate 1 < |  |  | 989.64
|  |  |  | 1/2" half-wave plate with mount < | 1 | 877.13
|  |  |  | CRM1 - Cage Rotation Mount for Ø1" Optics, SM1 Threaded, 8-32 Tap | 1 | 87.39 | https://www.thorlabs.com/thorproduct.cfm?partnumber#CRM1 | thorlabs | CRM1
|  | > | > | ER2 - Cage Assembly Rod, 2" Long, Ø6 mm | 4 | 6.28 | https://www.thorlabs.com/thorproduct.cfm?partnumber#ER2 | thorlabs | ER2
telescope 2 <
|  |  | GBE05-B-5X mounted < |  |  | 717.17 | [6 empty] | won't work with powerful lasers
|  |  |  | GBE05-B - 5X Achromatic Galilean Beam Expander, AR Coated: 650 - 1050 nm | 1 | 535.65 | https://www.thorlabs.com/thorproduct.cfm?partnumber#GBE05-B | thorlabs | GBE05-B
|  |  |  | SPT1 - Coarse ±1 mm XY Slip Plate Positioner, 30 mm Cage Compatible | 1 | 66.55 | https://www.thorlabs.com/thorproduct.cfm?partnumber#SPT1 | thorlabs | SPT1
|  |  |  | SPT2 - Coarse ±2 mm Slip Plate Positioner for 60 mm Cage System | 1 | 71.03 | https://www.thorlabs.com/thorproduct.cfm?partnumber#SPT2 | thorlabs | SPT2
|  |  |  | SM2A30 - Adapter with External SM2 Threads and Internal M43 x 0.5 Threads | 1 | 16.56 | https://www.thorlabs.com/thorproduct.cfm?partnumber#SM2A30 | thorlabs | SM2A30
|  |  |  | PH2 + TR2 post < | 1 | 13.28
|  | > | > | PH3+TR3 < | 1 | 14.1
|  |  | pre-rig asmbly 1 < |  |  | 14327.57
|  |  |  | 1st mirror < | 1 | 362.46
|  |  |  | 1st telescope < | 1 | 680.62
|  |  |  | Conoptics M350-80-LA + 302RM < | 1 | 11250
|  |  |  | Conoptics M350-80-LA + 302RM mount < | 1 | 254.66
|  |  |  | beam block < | 1 | 73.02
|  |  |  | mounted half-wave plate 1 < | 1 | 989.64
> |  |  | > | GBE05-B-5X mounted < | 1 | 717.17
COMPLETE SETUPS <
|  |  | photostim module 1 < |  |  | 36519.4
|  |  |  | Holoeye SLM < | 1 | 15500
|  |  |  | pre-rig asmbly 1 < | 1 | 14327.57
|  |  |  | vertical mounts 1 < | 1 | 944.14
|  |  |  | table mounts < | 1 | 1092.14
|  |  |  | 1st 4f system -1 < | 1 | 1766.4
|  |  |  | galvo-galvo 4f system < | 1 | 1463.2
|  |  | > | scan lens system 1 < | 1 | 1425.95
|  |  |  | KB1X1 - Complete 1" x 1" Kinematic Base, Top and Bottom Plates, #8 Counterbores | 1 | 77.25 | https://www.thorlabs.com/thorproduct.cfm?partnumber#KB1X1 | thorlabs | KB1X1
|  |  |  | AE8E25E - Dual Threaded Adapter with Internal 8-32 Threads and External 1/4"-20 Threads | 1 | 4.53 | https://www.thorlabs.com/thorproduct.cfm?partnumber#AE8E25E | thorlabs | AE8E25E
|  |  |  | DT12 - 1/2" Dovetail Translation Stage, 8-32 Taps | 1 | 84.14 | https://www.thorlabs.com/thorproduct.cfm?partnumber#DT12 | thorlabs | DT12
|  |  |  | DT12B - Base Plate for DT12 Stages | 1 | 31.92 | https://www.thorlabs.com/thorproduct.cfm?partnumber#DT12B | thorlabs | DT12B
|  |  |  | DT12XY - 1/2" XY Dovetail Translation Stage with Baseplate, 8-32 Taps | 1 | 200.19 | https://www.thorlabs.com/thorproduct.cfm?partnumber#DT12XY | thorlabs | DT12XY
extras <
A couple of mounted ug10 mirrors
LCP01
KCB2
PF20-03-P01

## stage
cat3 | cat2 | cat1 | cat0 | assembly | Part name | Qty | Price ea, $ | url | vendor | catalog # | pic | lead time, weeks | extra info | Notes
TODO: ? Conditions for cross-compatibility -- thread/diameter of the micrometer port/connector
Control <
Controllers <
[5 empty] | Newport ESP301-3G; 3-axis stage controller | 1 | 4778 | https://www.newport.com/f/esp301-3-axis-dc-and-stepper-motion-controller | newport | ESP301-3G |  |  |  | Can also be used for driving the vertical stage actuator (see detector)
|  |  |  | Newport 1-x controller, SMC100CC < |  |  | 1145
[5 empty] | Newport Single-axis DC motor controller/driver | 1 | 996 | https://www.newport.com/p/SMC100CC | newport | SMC100CC
|  |  |  | > | Power Supply, SMC100 Series, 80W, 100-240 VAC, 47-63 Hz, 1.9 A max. | 1 | 149 | https://www.newport.com/p/SMC-PS80 | newport | SMC-PS80
|  |  |  | Thorlabs K-cube, KDC101 < |  |  | 671.85
[5 empty] | KDC101 -- K-Cube Brushed DC Servo Motor Controller (Power Supply Not Included) | 1 | 638.52 | https://www.thorlabs.com/newgrouppage9.cfm?objectgroup_id#2419&pn#KDC101#5077 | thorlabs |  |  |  |  | controller
|  |  |  | > | KPS101 - 15 V, 2.4 A Power Supply Unit with 3.5 mm Jack Connector for One K- or T-Cube | 1 | 33.33 | https://www.thorlabs.com/thorproduct.cfm?partnumber#KPS101 | thorlabs |  |  |  |  | controller power supply
Teensy / Arduino-based controller <
|  |  |  | teensy diy controller, no driver shield < |  |  | 19.8
[5 empty] | Teensy 3.2 Development Board | 1 | 19.8 | https://www.pjrc.com/store/teensy32.html | pjrc | TEENSY32 | 0 | 0 | 0
|  |  |  | > | teensy power supply (can be simply a powered micro USB cable) | 1
motor shields <
|  |  |  | EasyDriver Shield Stepper Motor Driver with power supply < |  |  | 1.9734
[5 empty] | EasyDriver Shield Stepper Motor Driver | 0.33 | 5.98 | https://www.amazon.com/Gikfun-EasyDriver-Shield-Stepper-Arduino/dp/B00RCTW5SM/ref#sr_1_1?s#office-products&ie#UTF8&qid#1544723120&sr#8-1&keywords#Gikfun+EasyDriver+Shield+Stepper+Motor+Driver+V44+A3967+For+Arduino+EK1204 | amazon
|  |  |  | > | EasyDriver Shield Stepper Motor Driver power supply | 1
|  |  |  | Hobbypower StepStick DRV8825-based motor driver < |  |  | 2.73
[5 empty] | Hobbypower StepStick 4-layer DRV8825 Stepper Motor Driver Module for 3D Printer Reprap RP A4988(pack of 5 pcs) + 1 Hobbypower strap | 0.2 | 13.65 | https://www.amazon.com/Hobbypower-StepStick-4-layer-DRV8825-Stepper/dp/B00NCSK6T2 | amazon
| > | > | > | > | Hobbypower StepStick DRV8825-based motor driver power supply | 1
Joysticks <
[5 empty] | Newport ESP300-J joystick | 1 | 567 | https://www.newport.com/p/ESP300-J | newport | ESP300-J |  |  |  | optional
[5 empty] | MJC001 - 2-Axis Microscopy Joystick Console | 1 | 1035 | https://www.thorlabs.com/thorproduct.cfm?partnumber#MJC001 | thorlabs | MJC001
> | > |  |  |  | joystick for a diy setup | 1
Actuators <
Manual <
[5 empty] | Newport SM-25, Vernier Micrometer, 25 mm Travel, 23 lb Load Capacity, 50.8 TPI; handle OD=0.625" | 1 | 120 | https://www.newport.com/p/SM-25 | newport | SM-25 |  |  |  | 50.8 TPI --> 1/50.8 inch in mm#0.5mm per turn --> 0.5/360*1000um # 1.4um/deg
[5 empty] | Newport micrometer heads |  |  | https://www.newport.com/c/micrometer-heads | newport
[5 empty] | 150-811ST-H - 1" Travel Micrometer Head with 0.001" Graduations, 5/64" (2.0 mm) Hex; handle OD=0.72" | 1 | 80.62 | https://www.thorlabs.com/thorproduct.cfm?partnumber=150-811ST-H | thorlabs | 150-811ST-H
| > |  |  |  | Thorlabs micrometer heads |  |  | https://www.thorlabs.com/navigation.cfm?guide_id=81 | thorlabs
Motorized <
[5 empty] | Thorlabs Z825B - 25 mm Motorized Actuator with Ø3/8" Barrel (0.5 m Cable) | 1 | 638.52 | https://www.thorlabs.com/thorproduct.cfm?partnumber#Z825B | thorlabs | Z825B
[5 empty] | Newport TRB25CC -- Compact Motorized Actuator, 25 mm Travel, DC Servo Motor, 90N | 1 | 1107 | https://www.newport.com/p/TRB25CC | newport | TRB25CC
stepper motors <
NEMA 17 stepper motor (Here: 400 steps/revolution) <
[5 empty] | Bipolar Stepper Motor Hybrid Frame Size 17 400 Step 1.7A 3VDC (ROB-10846) | 1 | 17.95 | https://www.digikey.com/product-detail/en/sparkfun-electronics/ROB-10846/1568-1106-ND/5318748 | digikey | 1568-1106-ND
[5 empty] | Stepper Motor: general digikey search |  |  | https://www.digikey.com/products/en/motors-solenoids-driver-boards-modules/stepper-motors/179?k=nema+17&k=&pkeyword=nema+17&sv=0&pv675=319797&sf=0&FV=1989%7C0%2Cgf200%7C2224%2Cgf400%7C2224%2C-8%7C179%2Cmu1.4A%7C2088%2Cmu1.7A%7C2088%2Cmu2A%7C2088&quantity=&ColumnSort=0&page=1&stock=1&pageSize=25 | digikey
[5 empty] | Stepper Motor - 68 oz.in (400 steps/rev) | 1 | 16.95 | https://www.sparkfun.com/products/10846 | sparkfun | ROB-10846
|  |  | > |  | Stepperonline Nema 17 Bipolar 0.9deg 44Ncm (62.3oz.in) 1.68A 2.8V 42x42x47mm 4 Wires | 1 |  | https://www.omc-stepperonline.com/nema-17-bipolar-09deg-44ncm-623ozin-168a-28v-42x42x47mm-4-wires-17hm19-1684s.html
NEMA 17 mounting bracket + M3 screws <
[5 empty] | 3 pieces! Stepper Motor Mounting Bracket, 3PCS Alloy Steel L Bracket for Nema 17 Stepper Motor with Screws and Inner Hexagon Spanner | 1 | 10.99 | https://www.amazon.com/gp/product/B071NWWB7Z/ref#oh_aui_detailpage_o01_s01?ie#UTF8&psc#1 | amazon
|  | > | > |  | STEPPER MOTOR MNT/HDWR NEMA-17SZ | 1 | 8.95 | https://www.digikey.com/product-detail/en/adafruit-industries-llc/1297/1528-1178-ND/5353638 | digikey | 1528-1178-ND
Transmissions <
|  |  |  | pulley assembly, 3:1 - 1 < |  |  | 33.64
[5 empty] | 1/8" O-Ring Belts, 3.5" | 1 | 0.69 | https://www.servocity.com/0-125-1-8-o-ring-belts | servocity | 636120
[5 empty] | O-Ring Pulleys, 1" | 1 | 5.99 | https://www.servocity.com/smooth-hub-pulleys | servocity | 615130
[5 empty] | O-Ring Pulleys, 3" | 1 | 9.99 | https://www.servocity.com/smooth-hub-pulleys | servocity | 615138
[5 empty] | 0.625", Dual Pinch Bolt, Face Tapped Clamping Hub, 0.770" Pattern | 1 | 5.99 | https://www.servocity.com/0-770-pattern-dual-bolt-clamping-hubs | servocity | 545344
[5 empty] | 1.50" - 0.770" Pattern Adapter | 1 | 4.99 | https://www.servocity.com/hub-adaptor-d | servocity | 545388
[5 empty] | 5mm, Face Tapped Clamping Hub, 0.770" Pattern | 1 | 5.99 | https://www.servocity.com/770-clamping-hubs | servocity | 545612
[5 empty] | 0.5", Dual Pinch Bolt, Face Tapped Clamping Hub, 0.770" Pattern | 1 | 5.99 | https://www.servocity.com/0-770-pattern-dual-bolt-clamping-hubs | servocity | 545340
[5 empty] | 6-32 x 0.375 (3/8) 18-8 Stainless Steel Hex Drive Rounded Head Screw | 10 | 0.15 | https://www.servocity.com/6-32-18-8-stainless-steel-hex-drive-rounded-head-screws | servocity | 97763A142
[5 empty] | 6-32 x 0.500 (1/2) 18-8 Stainless Steel Hex Drive Rounded Head Screw | 10 | 0.15 | https://www.servocity.com/6-32-18-8-stainless-steel-hex-drive-rounded-head-screws | servocity | 97763A143
|  |  |  | > | 6-32 x 0.625 (5/8) 18-8 Stainless Steel Hex Drive Rounded Head Screw | 10 | 0.15 | https://www.servocity.com/6-32-18-8-stainless-steel-hex-drive-rounded-head-screws | servocity | 97763A327
|  |  |  | 0.625" bore to 0.25" bore compound adapter < |  |  | 11.98
[5 empty] | 0.625", Dual Pinch Bolt, Face Tapped Clamping Hub, 0.770" Pattern | 1 | 5.99 | https://www.servocity.com/0-770-pattern-dual-bolt-clamping-hubs | servocity | 545344
|  |  |  | > | Set Screw D-Hubs (Tapped), 0.770" Pattern | 1 | 5.99 | https://www.servocity.com/0-770-set-screw-d-hubs | servocity | 545579
|  |  |  | 5mm bore to 0.25" bore compound adapter < |  |  | 11.98
[5 empty] | Set Screw D-Hubs (Tapped), 0.770" Pattern | 1 | 5.99 | https://www.servocity.com/0-770-set-screw-d-hubs | servocity | 545579
|  |  |  | > | 5mm, Face Tapped Clamping Hub, 0.770" Pattern | 1 | 5.99 | https://www.servocity.com/770-clamping-hubs | servocity | 545612
Flexible shafts and couplings <
[5 empty] | Remote Control Flexible Shafts Without Casing (inch) | 1 | 45.64 | http://shop.sdp-si.com/catalog/product/?id=A_7C12-12633 | SDP/SI | A 7C12-12633
|  |  |  | Flexible shaft, 5mm bore to 0.625" bore assembly, v1 < |  |  | 69.6
[5 empty] | Remote Control Flexible Shafts Without Casing (inch) | 1 | 45.64 | http://shop.sdp-si.com/catalog/product/?id=A_7C12-12633 | SDP/SI | A 7C12-12633 | 0 | 0 | 0
[5 empty] | 0.625" bore to 0.25" bore compound adapter < | 1 | 11.98 | 0 | 0 | 0 | 0 | 0 | 0
|  | > | > | > | 5mm bore to 0.25" bore compound adapter < | 1 | 11.98 | 0 | 0 | 0 | 0 | 0 | 0
DIY actuators, full assemblies <
|  |  |  | 1D diy actuator, pulley 3:1, v1 < |  |  | 182.58
[5 empty] | Newport SM-25, Vernier Micrometer, 25 mm Travel, 23 lb Load Capacity, 50.8 TPI; handle OD=0.625" | 1 | 120 | https://www.newport.com/p/SM-25 | newport | SM-25 | 0 | 0 | 0 | 50.8 TPI --> 1/50.8 inch in mm#0.5mm per turn --> 0.5/360*1000um # 1.4um/deg
[5 empty] | Bipolar Stepper Motor Hybrid Frame Size 17 400 Step 1.7A 3VDC (ROB-10846) | 1 | 17.95 | https://www.digikey.com/product-detail/en/sparkfun-electronics/ROB-10846/1568-1106-ND/5318748 | digikey | 1568-1106-ND | 0 | 0 | 0 | 400 steps/revolution --> 0.9 deg/step ; 200 steps/rev works as well, but would give 2 times worse resolution with the same gears. Goal: readily available stepper, with high repeatability, and sufficient # of steps/rev. NEMA17->M3 screws
[5 empty] | 3 pieces! Stepper Motor Mounting Bracket, 3PCS Alloy Steel L Bracket for Nema 17 Stepper Motor with Screws and Inner Hexagon Spanner | 1 | 10.99 | https://www.amazon.com/gp/product/B071NWWB7Z/ref#oh_aui_detailpage_o01_s01?ie#UTF8&psc#1 | amazon | 0 | 0 | 0 | 0 | standard NEMA 17 mounting bracket
|  |  |  | > | pulley assembly, 3:1 - 1 < | 1 | 33.64
|  |  |  | 1D diy actuator, acrylic sprockets 3:1, v2 < |  |  | 148.94
[5 empty] | 1D diy actuator, pulley 3:1, v1 < | 1 | 182.58 | 0 | 0 | 0 | 0 | 0 | 0
[5 empty] | pulley assembly, 3:1 - 1 < | -1 | 33.64
> | > | > |  | > | acrylic sprockets | 1
Stages <
1axis stages <
|  | Micrometer-based stages < | [11 empty] | 1x stage + actuator
1axis stages <
[5 empty] | ULTRAlign Linear Stage, 25 mm X Travel, Crossed-Roller Bearings, 8-32 & 1/4-20 | 1 | 674 | https://www.newport.com/p/462-X-M | newport | 462-X-M
|  |  | > |  | Compact Linear Stage, 25 mm Travel, 100 nm MIM, DC Servo with Tach, Metric | 1 | 5196 | https://www.newport.com/p/M-VP-25XA | newport | M-VP-25XA
Motorized 1x, micrometer stages <
|  |  |  | Motorized 462-X-M stage - diy, pulley - 1 < |  |  | 856.58
[5 empty] | ULTRAlign Linear Stage, 25 mm X Travel, Crossed-Roller Bearings, 8-32 & 1/4-20 | 1 | 674
[5 empty] | 1D diy actuator, pulley 3:1, v1 < | 1 | 182.58
|  |  |  | > | acrylic base for pulley assembly 1 | 1
|  |  |  | Motorized 462-X-M stage - diy, sprocket actuator - 1 < |  |  | 822.94
[5 empty] | ULTRAlign Linear Stage, 25 mm X Travel, Crossed-Roller Bearings, 8-32 & 1/4-20 | 1 | 674
[5 empty] | 1D diy actuator, acrylic sprockets 3:1, v2 < | 1 | 148.94
|  |  |  | > | acrylic base for sprocket assembly 1 | 1
|  |  |  | Motorized 462-X-M stage - newport < |  |  | 1781
[5 empty] | ULTRAlign Linear Stage, 25 mm X Travel, Crossed-Roller Bearings, 8-32 & 1/4-20 | 1 | 674
|  |  |  | > | Newport TRB25CC -- Compact Motorized Actuator, 25 mm Travel, DC Servo Motor, 90N | 1 | 1107
|  |  |  | Motorized 462-X-M stage - Thorlabs < |  |  | 1312.52
[5 empty] | ULTRAlign Linear Stage, 25 mm X Travel, Crossed-Roller Bearings, 8-32 & 1/4-20 | 1 | 674
|  |  |  | > | Thorlabs Z825B - 25 mm Motorized Actuator with Ø3/8" Barrel (0.5 m Cable) | 1 | 638.52
|  |  |  | Newport M-VP-25XA actuated stage < |  |  | 5196
|  |  | > | > | Compact Linear Stage, 25 mm Travel, 100 nm MIM, DC Servo with Tach, Metric | 1 | 5196
Translational stages <
|  |  |  | vertical translation stage < |  |  |  | https://www.thorlabs.com/newgrouppage9.cfm?objectgroup_id#3989
[5 empty] | TBB0606 - Large-Area Translation Stage, 6" x 7.66" | 1 | 512.04 | https://www.thorlabs.com/thorproduct.cfm?partnumber#TBB0606 | thorlabs | TBB0606 |  |  |  | stage moves down under isn't own weight and is pulled up by a stepper motor. When the desired point is reached, the stage is locked in place.
|  |  |  | > | diy pulley actuator
| > | >
| 2-x stages < | [12 empty] | 1 or 2 stages + actuators
Micrometer-based stages <
XY-micrometer stages <
|  |  | > |  | Integrated Crossed-Roller Bearing XY Linear Stage, ULTRAlign, 1.0 in. | 1 | 1122 | https://www.newport.com/p/462-XY-M | newport | 462-XY-M |  |  |  | dist bw mounting holes: 3"
Motorized XY stages <
|  |  |  | Newport XY actuated stage assembly < |  |  | 3336
[5 empty] | Integrated Crossed-Roller Bearing XY Linear Stage, ULTRAlign, 1.0 in. | 1 | 1122
|  |  |  | > | Newport TRB25CC -- Compact Motorized Actuator, 25 mm Travel, DC Servo Motor, 90N | 2 | 1107
|  |  |  | Newport 2 1 axis stage, diy sprocket actuator, 3:1 < |  |  | 1645.88
| > | > | > | > | Motorized 462-X-M stage - diy, sprocket actuator - 1 < | 2 | 822.94
3D stages <
> | > |  |  |  | PT3 - 1" XYZ Translation Stage with Standard Micrometers, 1/4"-20 Taps | 1 | 957.67 | https://www.thorlabs.com/thorproduct.cfm?partnumber=PT3 | thorlabs | PT3
Full stage assemblies <
1 axis stages (with dedicated electronics) <
|  |  |  | Motorized 462-X-M stage - diy, sprockets, teensy - 1 < |  |  | 168.74
[5 empty] | 1D diy actuator, acrylic sprockets 3:1, v2 < | 1 | 148.94
[5 empty] | teensy diy controller, no driver shield < | 1 | 19.8
|  |  |  | > | joystick for a diy setup | 1 | 0 | [6 empty] | can be skipped
|  |  |  | Motorized 462-X-M stage - newport, newport 1x controller < |  |  | 3493
[5 empty] | Motorized 462-X-M stage - newport < | 1 | 1781
[5 empty] | Newport 1-x controller, SMC100CC < | 1 | 1145
|  |  |  | > | Newport ESP300-J joystick | 1 | 567 | [6 empty] | can be skipped
|  |  |  | Motorized 462-X-M stage - Thorlabs, thorlabs cube controller < |  |  | 3019.37
[5 empty] | Motorized 462-X-M stage - Thorlabs < | 1 | 1312.52
[5 empty] | Thorlabs K-cube, KDC101 < | 1 | 671.85
| > |  |  | > | MJC001 - 2-Axis Microscopy Joystick Console | 1 | 1035 | [6 empty] | can be skipped
2 axis stages (with dedicated electronics) <
|  |  |  | Newport XY actuated stage assembly, 2 1x controllers < |  |  | 6193 | [6 empty] | 3D stage controller can be swapped in without other changes
[5 empty] | Newport XY actuated stage assembly < | 1 | 3336
[5 empty] | Newport 1-x controller, SMC100CC < | 2 | 1145
|  |  |  | > | Newport ESP300-J joystick | 1 | 567
|  |  |  | Newport 2 1 axis stage, diy sprocket actuator, 3:1, teensy < |  |  | 1669.6268
[5 empty] | Newport 2 1 axis stage, diy sprocket actuator, 3:1 < | 1 | 1645.88
[5 empty] | teensy diy controller, no driver shield < | 1 | 19.8
[5 empty] | EasyDriver Shield Stepper Motor Driver with power supply < | 2 | 1.9734
| > |  |  | > | joystick for a diy setup | 1 | 0
2 axis + 1 axis, micrometer <
|  |  |  | Newport 3D -1 < |  |  | 13877
[5 empty] | Newport XY actuated stage assembly < | 1 | 3336
[5 empty] | Compact Linear Stage, 25 mm Travel, 100 nm MIM, DC Servo with Tach, Metric | 1 | 5196
[5 empty] | Newport ESP301-3G; 3-axis stage controller | 1 | 4778
|  |  |  | > | Newport ESP300-J joystick | 1 | 567
|  |  |  | 3 1-axis DIY, micrometer based stages < |  |  | 2494.5402
[5 empty] | Motorized 462-X-M stage - diy, sprocket actuator - 1 < | 3 | 822.94
[5 empty] | teensy diy controller, no driver shield < | 1 | 19.8
[5 empty] | EasyDriver Shield Stepper Motor Driver with power supply < | 3 | 1.9734
> | > |  |  | > | joystick for a diy setup | 1 | 0
Convenience manual slider assembly < | [13 empty] | moves the stage to the edge of the rig for easy access to the sample
Stage slider top adapter plate <
[5 empty] | MB4U - Unanodized Aluminum Breadboard, 4" x 4" x 1/2", 1/4"-20 Taps | 1 | 41 | https://www.thorlabs.com/thorproduct.cfm?partnumber=MB4U | thorlabs | MB4U | MB4U.jpg | 0 | 0 | larger than needed. It's better to cut a larger alluminum board to size.
[5 empty] | Stage slider top adapter plate: diy acrylic, 9-12 mm | 1 | 0 |  | diy
|  |  |  | Stage slider top adapter plate, MB4 aluminum board cutout < |  |  | 44.13
[5 empty] | MB4 - Aluminum Breadboard 4" x 6" x 1/2", 1/4"-20 Taps | 1 | 44.13 | https://www.thorlabs.com/thorproduct.cfm?partnumber=MB4 | thorlabs | MB4 | 0 | 0 | 0
|  | > |  | > | Stage slider top adapter plate, MB4 aluminum board cut out operation | 1 |  |  | diy
Complete stage slider assemblies <
|  |  |  | Stage slider, no adapter plate < |  |  | 325
[5 empty] | 6" Travel, 9"L x 2"W Ball Bearing Slide (Stock No. #37-366 ) | 1 | 325 | https://www.edmundoptics.com/optomechanics/translation-stages-slides/manual-stages-slides/6quot-travel-9quotl-x-2quotw-ball-bearing-slide/ | edmundoptics | 37-366 |  |  |  | dist bw mounting holes: 2,4,6"
|  |  |  | > | acrylic base for the ball caster pad, 4"x12" (e.g., 6mm) | 1 | 0 | [6 empty] | plate for the casters to roll on
|  |  |  | pull out stage slider 1 < |  |  | 325
[5 empty] | Stage slider, no adapter plate < | 1 | 325
|  |  |  | > | Stage slider top adapter plate: diy acrylic, 9-12 mm | 1 | 0
|  |  |  | pull out stage slider 2 < |  |  | 366
[5 empty] | Stage slider, no adapter plate < | 1 | 325
> |  | > |  | > | MB4U - Unanodized Aluminum Breadboard, 4" x 4" x 1/2", 1/4"-20 Taps | 1 | 41 | https://www.thorlabs.com/thorproduct.cfm?partnumber=MB4U | thorlabs | MB4U | MB4U.jpg | 0 | 0
|  |  | stage cable < |  |  |  |  | https://www.digikey.com/products/en/cables-wires/multiple-conductor-cables/473?k#cable&k#&pkeyword#cable&sv#0&pv1041#2&pv1041#3&sf#1&FV#134081c%2C134089f%2C13408a5%2C1341820%2C13803ed%2C1380437%2C1380438%2C1380016%2C138028d%2C138028e%2C1380007%2C13802d7%2C4f0000d%2C4f00004%2C4f00038%2C1f140000%2Cffe001d9%2C10440001%2C10440002%2C10440003&quantity#1&ColumnSort#-1000009&page#1&stock#1&nstock#1&pageSize#25 | digikey |  |  |  |  | Need 7 wires: 4 for the stepper motor and 3 for the limit switch. For the steppers with amperage <2A, ethernet 23 AWG cables should be safe to use as well. However, given that the wires run in the bundle with aluminum isolation foil and jacket around them, it might be better to get a cable with 22 AWG wires.
[8 empty] | https://www.google.com/search?q#ethernet+23+awg&source#lnms&tbm#shop&sa#X&ved#0ahUKEwjwvMvW8I7iAhXpp1kKHTatB-EQ_AUIDigB&biw#1278&bih#952 | google
[5 empty] | 8 Conductor Multi-Conductor Cable Gray 22 AWG Foil 25.00' (7.62m), General Cable/Carol Brand E2008S.41.10 | 1 | 13.34 | https://www.digikey.com/product-detail/en/general-cable-carol-brand/E2008S.41.10/CE2008G-25-ND/7798289 | digikey | CE2008G-25-ND
|  |  | > |  | Choseal Cat 7 Ethernet Cable -23 AWG Pure Copper STP ethernet Network Computer Cord -Double Shielded Cat7 Wire Support 600MHz /10Gbps for Router, ps4,Xbox(65 Feet/20 Meters) | 1 | 24.99 | https://www.amazon.com/Choseal-Ethernet-ethernet-Computer-Shielded/dp/B07MJP6R9Y/ref#sr_1_7?keywords#23+awg+ethernet+shielded+cable&qid#1557420463&s#gateway&sr#8-7 | amazon |  |  |  |  | As described above, this 23AWG wire cable will most likely work fine with our 1.68A motor.
|  |  | ? |  | Wisamic Extension Cable Kits for Creality CR-10 CR-10S CR-10 400 CR-10 500 Series 3D Printer-1 Meter | 17.99 | 1 | https://www.amazon.com/Wisamic-Extension-Creality-CR-10S-Printer-1/dp/B0784PQQFX/ref#sr_1_28?keywords#stepper+motor+cable&qid#1559051183&s#gateway&sr#8-28 | amazon

## exp stage
cat1 | cat0 | assembly | Part name | Qty | Price ea, $ | url | vendor | catalog # | pic | lead time, weeks | extra info | Notes | Alt part | Alt price | Alt notes
Breadboards <
|  |  | MB1218 - Aluminum Breadboard 12" x 18" x 1/2", 1/4"-20 Taps | 1 | 188 | https://www.thorlabs.com/thorproduct.cfm?partnumber#MB1218 | thorlabs |  |  |  |  | With a manual cut out holes. Rig2: 10 x 8 1/2"
| > |  | acrylic breadboard
Support assemblies <
|  | support pillars on casters < |  |  | 361.92
|  |  | P8 - Ø1.5" Mounting Post, 1/4"-20 Taps, L # 8" | 2 | 56.36 | https://www.thorlabs.com/thorproduct.cfm?partnumber#P8 | thorlabs | P8
|  |  | C1515 - Ø1.5" Mounting Post Bracket, 1/4"-20 Taps | 2 | 100.98 | https://www.thorlabs.com/thorproduct.cfm?partnumber#C1515 | thorlabs | C1515 |  |  |  | ours didn’t have a clamp…
|  |  | ball caster with 1/4-20 threaded stud | 2 | 23.62 | http://apollocaster.com/store/index.php?main_page#product_info&products_id#89449&zenid#f7bd192c04ba3b7ee7e569ae335b514f | apollocaster |  |  |  |  | any ball caster with 1/4-20 threaded stud would work
|  | > | acrylic, 6+ mm, or glass | 1 | 0 |  | mcmaster
motorized columns <
|  | XY, DIY actuated (separately), on slider < |  |  | 606.52
|  |  | pull out stage slider 1 < | 1 | 325
|  |  | P4 - Ø1.5" Mounting Post, 1/4"-20 Taps, L # 4" | 2 | 39.78 | https://www.thorlabs.com/thorproduct.cfm?partnumber#P4 | thorlabs | P4
|  |  | C1515 - Ø1.5" Mounting Post Bracket, 1/4"-20 Taps | 2 | 100.98 | https://www.thorlabs.com/thorproduct.cfm?partnumber#C1515 | thorlabs | C1515 |  |  |  | ours didn’t have a clamp…
|  |  | acrylic column adapter | 1
|  | > | 2x actuated stage (goes as a separate item in the rig assembly)
|  | XY, newport actuated (separately), on slider < |  |  | 628.96
|  |  | pull out stage slider 1 < | 1 | 325
|  |  | P6 - Ø1.5" Mounting Post, 1/4"-20 Taps, L # 6" | 2 | 51 | https://www.thorlabs.com/thorproduct.cfm?partnumber#P6 | thorlabs | P6
|  |  | C1515 - Ø1.5" Mounting Post Bracket, 1/4"-20 Taps | 2 | 100.98 | https://www.thorlabs.com/thorproduct.cfm?partnumber#C1515 | thorlabs | C1515 |  |  |  | ours didn’t have a clamp…
|  |  | acrylic column adapter | 1
> | > | > | 2x actuated stage (goes as a separate item in the rig assembly)
misc <
|  | IR illumination< |  |  | 583.72
|  |  | PH1 - Ø1/2" Post Holder, Spring-Loaded Hex-Locking Thumbscrew, L # 1" | 1 | 7.03 | https://www.thorlabs.com/thorproduct.cfm?partnumber#PH1 | thorlabs | PH1
|  |  | TR075 - Ø1/2" Optical Post, SS, 8-32 Setscrew, 1/4"-20 Tap, L # 0.75" | 1 | 4.74 | https://www.thorlabs.com/thorproduct.cfm?partnumber#TR075 | thorlabs | TR075
|  |  | RA180 - Right-Angle End Clamp for Ø1/2" Posts, 1/4"-20 Stud and 3/16" Hex | 1 | 10.81 | https://www.thorlabs.com/thorproduct.cfm?partnumber#RA180 | thorlabs | RA180
|  |  | TR8 - Ø1/2" Optical Post, SS, 8-32 Setscrew, 1/4"-20 Tap, L # 8" | 1 | 8.28 | https://www.thorlabs.com/thorproduct.cfm?partnumber#TR8 | thorlabs | TR8
|  |  | LMR1S - Ø1" Lens Mount with Internal and External SM1 Threads, 8-32 Tap | 1 | 27.54 | https://www.thorlabs.com/thorproduct.cfm?partnumber#LMR1S | thorlabs | LMR1S |  |  |  | ? Check if it reaches M780L3's internal SM1 thread
|  |  | M780L3 - 780 nm, 200 mW (Min) Mounted LED, 800 mA | 1 | 220.32 | https://www.thorlabs.com/thorproduct.cfm?partnumber#M780L3 | thorlabs | M780L3
|  |  | ?M780L3 lens/collimation optics? |  |  |  |  | ?M780L3
|  |  | LEDD1B - T-Cube LED Driver, 1200 mA Max Drive Current (Power Supply Not Included) | 1 | 305 | https://www.thorlabs.com/thorproduct.cfm?partnumber#LEDD1B | thorlabs | LEDD1B |  |  |  | The actual supply in the setup was probably DIY
| > | > | KPS101 - 15 V, 2.4 A Power Supply Unit with 3.5 mm Jack Connector for One K- or T-Cube | 1 | 34.33 | https://www.thorlabs.com/thorproduct.cfm?partnumber#KPS101 | thorlabs | kps101 |  |  |  | power adapter for LEDD1B
Full assembly (without actuated stages) <
|  | DIY, acrylic < |  |  | 1552.16
|  |  | acrylic breadboard | 1 | 0
|  |  | support pillars on casters < | 1 | 361.92
|  |  | XY, DIY actuated (separately), on slider < | 1 | 606.52
|  | > | IR illumination< | 1 | 583.72
aluminum board cutout alternative <
|  | > | MB4U - Unanodized Aluminum Breadboard, 4" x 4" x 1/2", 1/4"-20 Taps | 1 | 41 | https://www.thorlabs.com/thorproduct.cfm?partnumber#MB4U | thorlabs | MB4U |  |  |  | larger than needed. It's better to cut a larger alluminum board to size.
|  | stage motion control alternative 1 < |  |  |  | 8681 | [5 empty] | commercial, off-the-shelve solution based on Newport actuators
|  |  | Newport Integrated Crossed-Roller Bearing XY Linear Stage, ULTRAlign, 1.0 in. (model 462-XY-M) | 1 | 1122 | https://www.newport.com/p/462-XY-M | newport | SM-25
|  |  | Newport TRB25CC -- Compact Motorized Actuator, 25 mm Travel, DC Servo Motor, 90N | 2 | 1107 | https://www.newport.com/p/TRB25CC
|  |  | Newport ESP301-3G | 1 | 4778 | https://www.newport.com/f/esp301-3-axis-dc-and-stepper-motion-controller | [5 empty] | Also driving the vertical stage actuator (see detector)
|  | > | Newport ESP300-J joystick | 1 | 567 | https://www.newport.com/p/ESP300-J | [5 empty] | none-critical
|  | stage motion control alternative 2 < | [9 empty] | commercial, off-the-shelve solution based on Thorlabs actuators
|  |  | Newport Integrated Crossed-Roller Bearing XY Linear Stage, ULTRAlign, 1.0 in. (model 462-XY-M) | 1 | 1122 | https://www.newport.com/p/462-XY-M | newport | SM-25
|  |  | thorlabs actuator | 2 | 1107 | https://www.newport.com/p/TRB25CC
|  |  | thorlabs controller | 1 | 4778 | https://www.newport.com/f/esp301-3-axis-dc-and-stepper-motion-controller | [5 empty] | Also driving the vertical stage actuator (see detector)
|  | > | Newport ESP300-J joystick | 1 | 567 | https://www.newport.com/p/ESP300-J | [5 empty] | none-critical

## beh im
Class1 | ordered | Assembly | Part name | Quantity | Price | url | Vendor | catalog # | Notes
|  | Pike camera assembly < |  |  | 2317
|  |  | Pike F-032B, 1/3" CCD FireWire, Monochrome (discontinued) | 1 | 1950 | https://www.alliedvision.com/en/products/cameras/detail/Pike/F-032.html | alliedvision | Pike F-032B
|  |  | Computar Macro 10x objective: MLH-10X: 1/2" 13-130mm 10X Close-up Manual Zoom, Manual Iris (C-Mount) objective | 1 | 275 | https://computar.com/product/601/MLH-10X | computar | MLH-10X
|  |  | Hoya 46mm infrared r72 filter (transmission curve: 0 below 700nm, ramps to 800nm, flat at 90% above) | 1 | 92 | http://www.hoyafilter.com/hoya/products/specialeffectsfilters/r72infrared/ | hoyafilter | R72
|  | > | DIY Pike camera mount | 1
|  | NIR behavioral camera filters< |  |  | 2721
|  |  | Edmund #64-648, 875nm 25mm Diameter, OD 2 Shortpass Filter | 1 | 125 | https://www.edmundoptics.com/optics/optical-filters/shortpass-edge-filters/875nm-25mm-diameter-od-2-shortpass-filter/#downloads | edmund | 64-648 | discontinued. Worked fine, but worse than Semrock FF01-842
pump filter |  |  | 875nm 25mm Diameter, OD 4.0 Shortpass Filter | 1 | 260 | https://www.edmundoptics.com/p/875nm-25mm-diameter-od-4-shortpass-filter/28593/ | edmund | 86-106 | Update for 64-648. Haven't tried. And there is no .cvs for the spectrum.
pump filter |  |  | 842 nm blocking edge BrightLine® short-pass filter | 1 | 435 | https://www.semrock.com/FilterDetails.aspx?id=FF01-842/SP-25 | semrock | FF01-842/SP-25 | blocks well up to 1010nm
pump filter |  |  | 945 nm blocking edge BrightLine® short-pass filter | 1 | 435 | https://www.semrock.com/FilterDetails.aspx?id=FF01-945/SP-25 | semrock | FF01-945/SP-25 | can be added to block 1045nm light
pump filter |  |  | 890 nm blocking edge BrightLine® multiphoton short-pass emission filter | 1 | 1200 | https://www.semrock.com/FilterDetails.aspx?id=FF01-890/SP-25 | semrock | FF01-890/SP-25 | expensive, but perhaps good solution to block all multiphoton pump light (haven't tried myself)
|  |  | 825/22 nm Nanopede# single-band bandpass | 1 | 182 | https://www.idex-hs.com/store/product-detail/fbp01_825_22_12_5/fl-431335 | semrock | FBP01-825/22-25 | notice that this filter isn't available directly from the web site. The version available is 12.5mm in diameter, which works with a custom adapter, but isn't as good as it blocks light. To order, contact AVR optics rep directly.
|  | > | TRF90 - 90° Flip Mount for Ø1" Filters and Optics, 8-32 Tap | 1 | 84 | https://www.thorlabs.com/thorproduct.cfm?partnumber#TRF90 | thorlabs | TRF90
|  | hot mirror< |  |  | 183.64
|  |  | Edmund, #43-958, 101.6 x 127mm, 45° AOI, Hot Mirror | 1 | 149 | https://www.edmundoptics.com/optics/optical-mirrors/hot-cold-mirrors/101.6-x-127mm-45deg-aoi-hot-mirror/ | edmund | 43-958
|  |  | FH2 - Filter Holder, Stackable | 1 | 19.69 | https://www.thorlabs.com/thorproduct.cfm?partnumber#FH2 | thorlabs | FH2
|  |  | RA90 - Right-Angle Clamp for Ø1/2" Posts, 3/16" Hex | 1 | 9.76 | https://www.thorlabs.com/thorproduct.cfm?partnumber#RA90 | thorlabs | RA90
|  | > | TR2 - Ø1/2" Optical Post, SS, 8-32 Setscrew, 1/4"-20 Tap, L # 2" | 1 | 5.19 | https://www.thorlabs.com/thorproduct.cfm?partnumber#TR2 | thorlabs | TR2
|  | bahavioral IR illumination< |  |  | 0
|  |  | M780L3 - 780 nm, 200 mW (Min) Mounted LED, 800 mA | 1 | 220.32 | https://www.thorlabs.com/thorproduct.cfm?partnumber=M780L3 | thorlabs | M780L3.jpg |  | 0 | 0
|  |  | LED case with lens | 1
|  | > | DIY LED control circuit and LED mount | 1
|  | 2" post with short base: TR2+PH2+BA1S < |  |  | 18.09
|  |  | TR2 - Ø1/2" Optical Post, SS, 8-32 Setscrew, 1/4"-20 Tap, L # 2" | 1 | 5.19 | https://www.thorlabs.com/thorproduct.cfm?partnumber#TR2 | thorlabs | TR2
|  |  | PH2 - Ø1/2" Post Holder, Spring-Loaded Hex-Locking Thumbscrew, L # 2" | 1 | 7.7 | https://www.thorlabs.com/thorproduct.cfm?partnumber#PH2 | thorlabs | PH2
|  | > | BA1S - Mounting Base, 1" x 2.3" x 3/8" | 1 | 5.2 | https://www.thorlabs.com/thorproduct.cfm?partnumber#BA1S | thorlabs | BA1S
|  | Grasshopper3NIR-30 mm cage system < |  |  | 1389.33
| 2018-12-12 |  | FLIR GS3-U3-41C6NIR-C camera (former PtGrey) | 1 | 1295 | https://www.ptgrey.com/grasshopper3-41-mp-mono-usb3-vision-cmosis-cmv4000-3e12-camera | flir | GS3-U3-41C6NIR-C
|  |  | USB 3.1 Locking Cable, Model: USB 3.1, 5m, Type-A to Micro-B (Locking) Cable | 1 | 15 | https://www.flir.com/products/usb-3.1-locking-cable/ | flir | ACC-01-2301 | a stock Type-C to Micro-B USB 3.1 cable also works
|  |  | SM1A39 - Adapter with External C-Mount Threads and External SM1 Threads | 1 | 19.99 | https://www.thorlabs.com/thorproduct.cfm?partnumber#SM1A39 | thorlabs | SM1A39
|  |  | CP08 - SM1-Threaded 30 mm Cage Plate with Flexure Clamping, 1 Retaining Ring, 8-32 Tap | 1 | 19.79 | https://www.thorlabs.com/thorproduct.cfm?partnumber#CP08 | thorlabs | CP08
|  |  | DCP1 - Drop-In 30 mm Cage Mount, Flexure Lock, SM1 Threaded, 0.40" Thick, 2 Retaining Rings | 1 | 22 | https://www.thorlabs.com/thorproduct.cfm?partnumber#DCP1 | thorlabs | DCP1
|  |  | IR filter (~850nm), letting some laser light (900+nm to bleed through) | 1
|  |  | IR filter blocking the laser light at 900+nm: pump filter | 1
|  | > | ER1.5 - Cage Assembly Rod, 1.5" Long, Ø6 mm | 3 | 5.85 | https://www.thorlabs.com/thorproduct.cfm?partnumber#ER1.5 | thorlabs | ER1.5
|  | 200&75mm lenses on 60mm cage < |  |  | 231.9
|  |  | LCP02 - 30 mm to 60 mm Cage Plate Adapter, 8-32 Tap | 1 | 40 | https://www.thorlabs.com/thorproduct.cfm?partnumber#LCP02 | thorlabs | LCP02
|  |  | LCP01 - 60 mm Cage Plate, SM2 Threads, 0.5" Thick, 8-32 Tap (Two SM2RR Retaining Rings Included) | 2 | 38.76 | https://www.thorlabs.com/thorproduct.cfm?partnumber#LCP01 | thorlabs | LCP01
|  |  | LA1979-B - N-BK7 Plano-Convex Lens, Ø2", f # 200.0 mm, AR Coating: 650-1050 nm | 1 | 39.27 | https://www.thorlabs.com/thorproduct.cfm?partnumber#LA1979-B | thorlabs | LA1979-B
|  |  | LA1145-B - N-BK7 Plano-Convex Lens, Ø2", f # 75.0 mm, AR Coating: 650-1050 nm | 1 | 43.61 | https://www.thorlabs.com/thorproduct.cfm?partnumber#LA1145-B | thorlabs | LA1145-B
|  |  | ER4 - Cage Assembly Rod, 4" Long, Ø6 mm | 2 | 7.1 | https://www.thorlabs.com/thorproduct.cfm?partnumber#ER4 | thorlabs | ER4
|  | > | ER6 - Cage Assembly Rod, 6" Long, Ø6 mm | 2 | 8.65 | https://www.thorlabs.com/thorproduct.cfm?partnumber#ER6 | thorlabs | ER6
|  | 60 mm cage system mount < |  |  | 86.7
|  |  | BA2L - Tapped Mounting Base, 2" x 4" x 3/8" | 1 | 26 | https://www.thorlabs.com/thorproduct.cfm?partnumber#BA2L#ad-image-0 | thorlabs | BA2L
|  | > | LCP01B - 60 mm Cage Mounting Bracket | 2 | 30.35 | https://www.thorlabs.com/thorproduct.cfm?partnumber#LCP01B | thorlabs | LCP01B
|  | 45 degree filter holder arm < |  |  | 56.44
|  |  | TR2 - Ø1/2" Optical Post, SS, 8-32 Setscrew, 1/4"-20 Tap, L # 2" | 2 | 5.19 | https://www.thorlabs.com/thorproduct.cfm?partnumber#TR2 | thorlabs | TR2
|  |  | RA180 - Right-Angle End Clamp for Ø1/2" Posts, 1/4"-20 Stud and 3/16" Hex | 2 | 10.81 | https://www.thorlabs.com/thorproduct.cfm?partnumber#RA180 | thorlabs | RA180
|  |  | TR1.5 - Ø1/2" Optical Post, SS, 8-32 Setscrew, 1/4"-20 Tap, L # 1.5" | 1 | 4.97 | https://www.thorlabs.com/thorproduct.cfm?partnumber#TR1.5 | thorlabs | TR1.5
|  | > | AM45T - 45° Angle Block, 8-32 Tap, 8-32 Post Mount | 1 | 19.47 | https://www.thorlabs.com/thorproduct.cfm?partnumber#AM45T | thorlabs | AM45T
|  | hot mirror asmbly, 100mm+ < |  |  | 383.71
|  |  | 45° AOI, 101 x 127mm, Hot Mirror | 1 | 165 | https://www.edmundoptics.com/p/45deg-aoi-101-x-127mm-hot-mirror/19184/ | edmund | 64-472
|  |  | 45 degree filter holder arm < | 2 | 56.44
|  |  | FP02 - Plate Holder, 3.0" Wide, Holds Plates up to 0.58" Thick | 1 | 75.48 | https://www.thorlabs.com/thorproduct.cfm?partnumber#FP02 | thorlabs | FP02
|  | > | LCP01B - 60 mm Cage Mounting Bracket | 1 | 30.35 | https://www.thorlabs.com/thorproduct.cfm?partnumber#LCP01B | thorlabs | LCP01B
misc <
|  |  | SC2L24-SM2 Slip-On Lens Tube Cover_24in Long v1 |  |  |  |  | SC2L24
|  |  | SM2A55 - Adapter with External C-Mount Threads and External SM2 Threads | 1 | 27.29 | https://www.thorlabs.com/thorproduct.cfm?partnumber#SM2A55 | thorlabs | SM2A55
|  |  | LCP08 - 60 mm Cage Plate, SM2 Threads, Enhanced Clamping, 0.5" Thick, 8-32 Tap (One SM2RR Retaining Ring Included) | 1 | 49.98 | https://www.thorlabs.com/thorproduct.cfm?partnumber#LCP08 | thorlabs | LCP08
|  | > | LA1417-B - N-BK7 Plano-Convex Lens, Ø2", f # 150.0 mm, AR Coating: 650-1050 nm |  |  | https://www.thorlabs.com/thorproduct.cfm?partnumber#LA1417-B | thorlabs | LA1417-B
Modification of the Thorlabs M780L3 for fiber optics <
|  |  | SM05-Threaded Kinematic Mount for Thin Ø1/2" Optics, 8-32 Taps | 1 | 65.63 | https://www.thorlabs.com/thorproduct.cfm?partnumber=KM05T | thorlabs | KM05T
|  |  | MECCANIXITY PMMA Side Glow Fiber Optic Cable 2mm 1M for LED Light Guide in Home, Hotel | 1 | 6.99 | https://www.amazon.com/gp/product/B09J14WPS4 | amazon |  | Actual diameter is 2.08mm. Nothing special about this fiber. For other fibers and diameter modify the corresponding parameters in the Fusion 360 files.
|  | > | SM1 Lens Tube, 1.00" Thread Depth, One Retaining Ring Included | 1 | 15.41 | https://www.thorlabs.com/thorproduct.cfm?partnumber=SM1L10 | thorlabs | SM1L10 | It's supposed to be attached to one of the Thorlabs mounted LED's: https://www.thorlabs.com/newgrouppage9.cfm?objectgroup_id=2692
Full assemblies <
|  | Harvard NW152 behavior imaging assembly < |  |  | 5294
|  |  | Pike camera assembly < | 1 | 2317
|  |  | NIR behavioral camera filters< | 1 | 2721
|  |  | hot mirror< | 1 | 183.64
|  |  | bahavioral IR illumination< | 1 | 0
|  | > | 2" post with short base: TR2+PH2+BA1S < | 4 | 18.09
|  | Grasshopper3NIR, singlet lens focusing 1 < |  |  | 2091.64 |  |  |  | Assumptions: imaging area: ~1cm in diameter, camera sensor: 1", distance to the first lens: 100mm+. Want to maximize collection efficiency. M#2.67
|  |  | Grasshopper3NIR-30 mm cage system < | 1 | 1389.33 |  |  |  | Cage assembly: C-mount camera --> adapter c-mount external -> SM2 external (2.035"-40) --> 60mm cage plate
|  |  | 200&75mm lenses on 60mm cage < | 1 | 231.9
|  |  | 60 mm cage system mount < | 1 | 86.7
|  |  | hot mirror asmbly, 100mm+ < | 1 | 383.71
|  | > | bahavioral IR illumination< | 1 | 0

## exper
| Assembly | Part name | Qty | Price each, $ | url | vendor | catalog # | Notes
blue laser stim<
| lasers assembly< | 405nm 100mw Blue-Violet Focusable Adjustable Laser Dot Module, 2.1 DC plug | 2 | 19 | https://www.ebay.com/itm/405nm-100mw-Blue-Violet-Focusable-Adjustable-Laser-Dot-Module-2-1-DC-plug/262764734218?hash#item3d2dffa70a:g:j04AAOSwP~tW2ZAS |  |  | New link: the original ebay link isn't working
|  | NE510B - Unmounted Ø1/2" Absorptive ND Filter, Optical Density: 1.0 | 2 | 20 | https://www.thorlabs.com/thorproduct.cfm?partnumber#NE510B
|  | SWC - Rotating Clamp for Ø1/2" Posts, 360° Continuously Adjustable, 3/16" Hex | 2 | 24 | https://www.thorlabs.com/thorproduct.cfm?partnumber#SWC
|  | TR6 - Ø1/2" Optical Post, SS, 8-32 Setscrew, 1/4"-20 Tap, L # 6" | 2 | 6.91 | https://www.thorlabs.com/thorproduct.cfm?partnumber#TR6
| > | DIY acrylic holders (thin acrylic. E.g., 0.13")
| upward mirror< | KM100 - Kinematic Mirror Mount for Ø1" Optics | 1 | 38.7 | https://www.thorlabs.com/thorproduct.cfm?partnumber#KM100#ad-image-0
|  | PF10-03-P01 - Ø1" Protected Silver Mirror | 1 | 52.02 | https://www.thorlabs.com/thorproduct.cfm?partnumber#PF10-03-P01 |  |  | reflectance >97.5% for 450 nm - 2 µm (-P01)
|  | BA1S - Mounting Base, 1" x 2.3" x 3/8" | 1 | 5.2 | https://www.thorlabs.com/thorproduct.cfm?partnumber#BA1S
|  | PH2 - Ø1/2" Post Holder, Spring-Loaded Hex-Locking Thumbscrew, L # 2" | 1 | 7.7 | https://www.thorlabs.com/thorproduct.cfm?partnumber#PH2
| > | TR2 - Ø1/2" Optical Post, SS, 8-32 Setscrew, 1/4"-20 Tap, L # 2" | 1 | 5.19 | https://www.thorlabs.com/thorproduct.cfm?partnumber#TR2
>
project red filter <
|  | 532 nm EdgeBasic™ best-value long-pass edge filter | 1 | 375 | https://www.semrock.com/FilterDetails.aspx?id#BLP01-532R-25 | semrock | BLP01-532R-25 | This filter works in combination with Semrock FF01-514/30-25 to cancel out the red light from the projector in the green channel
> |  | FEL0550 - Ø1" Longpass Filter, Cut-On Wavelength: 550 nm | 1 | 80.62 | https://www.thorlabs.com/thorproduct.cfm?partnumber=FEL0550 | thorlabs | FEL0550
| projector< |  |  | 810.83
|  | AAXA Technologies P300 Pico Projector | 1 | 360 | https://www.amazon.com/gp/product/B005Q2EGG6/ref#ox_sc_act_title_1?ie#UTF8&psc#1&smid#ATVPDKIKX0DER | amazon
|  | 532 nm EdgeBasic™ best-value long-pass edge filter | 1 | 375
|  | cold mirror | 1 |  |  |  |  | ? How critical for the mirror to transmit the pump IR?
|  | 76.2 x 76.2mm Enhanced Aluminum, 4-6λ Mirror | 1 | 36 | https://www.edmundoptics.com/p/762-x-762mm-enhanced-aluminum-4-6lambda-mirror/26569/ | edmundoptics | 83-492 | 400-700nm: reflectivity >90%. 70% at 800nm, ~0% at ~380nm
|  | FH2 - Filter Holder, Stackable | 1 | 19.69 | https://www.thorlabs.com/thorproduct.cfm?partnumber#FH2 | thorlabs | FH2
|  | RA90 - Right-Angle Clamp for Ø1/2" Posts, 3/16" Hex | 1 | 9.76 | https://www.thorlabs.com/thorproduct.cfm?partnumber#RA90 | thorlabs | RA90
| > | TR2 - Ø1/2" Optical Post, SS, 8-32 Setscrew, 1/4"-20 Tap, L # 2" | 2 | 5.19 | https://www.thorlabs.com/thorproduct.cfm?partnumber#TR2 | thorlabs | TR2 | a shrink tube should be fitted around the 4 outputs, to provide the single outlet
| accute water stim< | DIY pump + tubing
|  | AutoMate Pencil - Zero Dead Volume [4 channel] with protective 1/8" tubing (04-04-zdv) | 1 | 220 | https://www.autom8.com/shop/perfusion-pencil-zero-dead-volume-4-channel/
|  | TR6 - Ø1/2" Optical Post, SS, 8-32 Setscrew, 1/4"-20 Tap, L # 6" | 2 | 6.91 | https://www.thorlabs.com/thorproduct.cfm?partnumber#TR6
|  | RA90 - Right-Angle Clamp for Ø1/2" Posts, 3/16" Hex | 1 | 9.76 | https://www.thorlabs.com/thorproduct.cfm?partnumber#RA90
| > | SWC - Rotating Clamp for Ø1/2" Posts, 360° Continuously Adjustable, 3/16" Hex | 1 | 23.56 | https://www.thorlabs.com/thorproduct.cfm?partnumber#SWC
water filtration <
>

## extra
Assembly | Class1 | skip | Part name | Qty | Price each, $ | url | vendor | catalog # | Notes
1" post assembly, no base < |  |  |  |  | 11.77
|  |  | PH1 - Ø1/2" Post Holder, Spring-Loaded Hex-Locking Thumbscrew, L # 1" | 1 | 7.03 | https://www.thorlabs.com/thorproduct.cfm?partnumber#PH1 | thorlabs | PH1
> |  |  | TR1 - Ø1/2" Optical Post, SS, 8-32 Setscrew, 1/4"-20 Tap, L # 1" | 1 | 4.74 | https://www.thorlabs.com/thorproduct.cfm?partnumber#TR1 | thorlabs | TR1
1.5" post assembly, no base < |  |  |  |  | 12.19
|  |  | PH1.5 - Ø1/2" Post Holder, Spring-Loaded Hex-Locking Thumbscrew, L # 1.5" | 1 | 7.22 | https://www.thorlabs.com/thorproduct.cfm?partnumber#PH1.5 | thorlabs | PH1.5
> |  |  | TR1.5 - Ø1/2" Optical Post, SS, 8-32 Setscrew, 1/4"-20 Tap, L # 1.5" | 1 | 4.97 | https://www.thorlabs.com/thorproduct.cfm?partnumber#TR1.5 | thorlabs | TR1.5
2" post assembly, no base < |  |  |  |  | 12.89
|  |  | PH2 - Ø1/2" Post Holder, Spring-Loaded Hex-Locking Thumbscrew, L # 2" | 1 | 7.7 | https://www.thorlabs.com/thorproduct.cfm?partnumber#PH2 | thorlabs | PH2
> |  |  | TR2 - Ø1/2" Optical Post, SS, 8-32 Setscrew, 1/4"-20 Tap, L # 2" | 1 | 5.19 | https://www.thorlabs.com/thorproduct.cfm?partnumber#TR2 | thorlabs | TR2
3" post assembly, no base < |  |  |  |  | 13.69
|  |  | PH3 - Ø1/2" Post Holder, Spring-Loaded Hex-Locking Thumbscrew, L # 3" | 1 | 8.27 | https://www.thorlabs.com/thorproduct.cfm?partnumber#PH3#ad-image-0 | thorlabs | PH3
> |  |  | TR3 - Ø1/2" Optical Post, SS, 8-32 Setscrew, 1/4"-20 Tap, L # 3" | 1 | 5.42 | https://www.thorlabs.com/thorproduct.cfm?partnumber#TR3 | thorlabs | TR3
neutral density filters, 30 mm cage mountable < |  |  |  |  | 104.65 |  |  |  | to be place in front of
|  |  | CP11 - SM05-Threaded 30 mm Cage Plate, 0.35" Thick, Two Retaining Rings, 8-32 Tap | 1 | 16.89 | https://www.thorlabs.com/thorproduct.cfm?partnumber#CP11 | thorlabs | CP11
|  |  | SM05L03 - SM05 Lens Tube, 0.30" Thread Depth, One Retaining Ring Included | 1 | 13.8 | https://www.thorlabs.com/thorproduct.cfm?partnumber#SM05L03 | thorlabs | CM05L03
|  |  | NE510B-B - Ø1/2" AR-Coated Neutral Density Filter, 650-1050 nm, OD: 1.0 | 1 | 36.98 | https://www.thorlabs.com/thorproduct.cfm?partnumber#NE510B-B | thorlabs | NE510B-B | ! Might not be able to withstand high power.
> |  |  | NE520B-B - Ø1/2" AR-Coated Neutral Density Filter, 650-1050 nm, OD: 2.0 | 1 | 36.98 | https://www.thorlabs.com/thorproduct.cfm?partnumber#NE520B-B | thorlabs | NE520B-B
Extra stuff <
|  | x | 97355 - English (Imperial) Tap: 1.035"-40 Thread (SM1 Standard) |  | 88 | https://www.thorlabs.com/thorproduct.cfm?partnumber#97355 | thorlabs | 97355
|  | x | protection glasses
|  | x | FireWire card
|  | x | rack
|  | x | tubing
|  | x | M25x0.75 tap for the Olympus objective threading
|  | x | M27x0.75 tap for the Zeiss objective threading
Fluorescence <
|  |  | VRC2 - VIS/IR Detector Card, 400 - 640 nm, 800 - 1700 nm | 1 | 82.37 | https://www.thorlabs.com/thorproduct.cfm?partnumber#VRC2 | thorlabs | VRC2
|  |  | VRC4CPT - 30 mm Cage System Alignment Plate with IR Disk (790 - 840 nm, 870 - 1070 nm, 1500 - 1590 nm) | 1 | 30.86 | https://www.thorlabs.com/thorproduct.cfm?partnumber#VRC4CPT#ad-image-0 | thorlabs | VRC4CPT
|  |  | VRC2D1 - Ø1" Visible and IR Alignment Disk (400 - 640, 800 - 1700 nm) | 1 | 34.94 | https://www.thorlabs.com/thorproduct.cfm?partnumber#VRC2D1 | thorlabs | VRC2D1
| > |  | fluorescent beads
|  |  | BTC30 - 30 mm Cage-Compatible, Quick-Release Beam Trap, 5 W Max Avg. Power, CW Only | 1 | 207.06 | https://www.thorlabs.com/thorproduct.cfm?partnumber#BTC30 | thorlabs | MB4U
| Aluminum Breadboards < |  | MB4U - Unanodized Aluminum Breadboard, 4" x 4" x 1/2", 1/4"-20 Taps | 1 | 40.8 | https://www.thorlabs.com/thorproduct.cfm?partnumber#MB4U | thorlabs | MB6U
|  |  | MB6U - Unanodized Aluminum Breadboard, 6" x 6" x 1/2", 1/4"-20 Taps | 1 | 46.92 | https://www.thorlabs.com/thorproduct.cfm?partnumber#MB6U | thorlabs | MB4
| > |  | MB4 - Aluminum Breadboard 4" x 6" x 1/2", 1/4"-20 Taps | 1 | 42.84 | https://www.thorlabs.com/thorproduct.cfm?partnumber#MB4 | thorlabs | MB4
|  |  | RM1G - 1" Construction Cube, Three 1/4" (M6) Counterbored Holes | 3 | 17.54 | https://www.thorlabs.com/thorproduct.cfm?partnumber#RM1G | thorlabs | RM1G
|  |  | RM1S - 1" Construction Cube with Slotted Corners, Three 1/4" (M6) Counterbored Holes | 1 | 19.79 | https://www.thorlabs.com/thorproduct.cfm?partnumber#RM1S | thorlabs | RM1S
|  | x | 1/2" (12.7 mm) Travel Miniature Dovetail Stages |  |  | https://www.thorlabs.com/newgrouppage9.cfm?objectgroup_id#2952&pn#DT12 | thorlabs
| Posts/clamps < |  | 1" post assembly, no base < | 3 | 11.77
|  |  | 1.5" post assembly, no base < | 5 | 12.19
|  |  | 2" post assembly, no base < | 5 | 12.89
|  |  | 3" post assembly, no base < | 5 | 13.69
|  |  | BA1S - Mounting Base, 1" x 2.3" x 3/8" | 5 | 5.2 | https://www.thorlabs.com/thorproduct.cfm?partnumber#BA1S | thorlabs | BA1S
|  |  | BE1 - Ø1.25" Studded Pedestal Base Adapter, 1/4"-20 Thread | 1 | 9.49 | https://www.thorlabs.com/thorproduct.cfm?partnumber#BE1-P5 | thorlabs | BE1
|  |  | BE1R - Ø1.25" Magnetic Studded Pedestal Base Adapter, 1/4"-20 Thread | 1 | 16.73 | https://www.thorlabs.com/thorproduct.cfm?partnumber#BE1R#ad-image-0 | thorlabs | BE1R
|  |  | CF125 - Clamping Fork, 1.24" Counterbored Slot, Universal | 1 | 8.95 | https://www.thorlabs.com/thorproduct.cfm?partnumber#CF125#ad-image-0 | thorlabs | CF125
| > |  | CF175 - Clamping Fork, 1.76" Counterbored Slot, Universal | 1 | 10.3 | https://www.thorlabs.com/thorproduct.cfm?partnumber#CF175-P5 | thorlabs | CF175
30/60 mm cage components <
|  |  | CP08 - SM1-Threaded 30 mm Cage Plate with Flexure Clamping, 1 Retaining Ring, 8-32 Tap | 1 | 19.79 | https://www.thorlabs.com/thorproduct.cfm?partnumber#CP08 | thorlabs | CP08
|  |  | CPG3 - 30 mm Cage Plate Gasket | 2 | 6.48 | https://www.thorlabs.com/thorproduct.cfm?partnumber#CPG3 | thorlabs | CPG3
|  |  | ERCPS - Cage Plate Stops for ER Rods (4 Pack) | 1 | 42.08 | https://www.thorlabs.com/thorproduct.cfm?partnumber#ERCPS | thorlabs | ERCPS
|  |  | CP20S - 30 mm Cage System Iris, Ø20.0 mm Maximum Aperture | 3 | 88 | https://www.thorlabs.com/thorproduct.cfm?partnumber#CP20S | thorlabs | CP20S
|  |  | ER05-P4 - Cage Assembly Rod, 1/2" Long, Ø6 mm, 4 Pack | 1 | 19.19 | https://www.thorlabs.com/thorproduct.cfm?partnumber#ER05-P4 | thorlabs | ER05-P4
|  |  | ER1-P4 - Cage Assembly Rod, 1" Long, Ø6 mm, 4 Pack | 1 | 19.19 | https://www.thorlabs.com/thorproduct.cfm?partnumber#ER1-P4 | thorlabs | ER1-P4
|  |  | ER1.5-P4 - Cage Assembly Rod, 1.5" Long, Ø6 mm, 4 Pack | 1 | 22.22 | https://www.thorlabs.com/thorproduct.cfm?partnumber#ER1.5-P4 | thorlabs | ER1.5-P4
|  |  | ER2-P4 - Cage Assembly Rod, 2" Long, Ø6 mm, 4 Pack | 1 | 23.18 | https://www.thorlabs.com/thorproduct.cfm?partnumber#ER2-P4 | thorlabs | ER2-P4
|  |  | ER3-P4 - Cage Assembly Rod, 3" Long, Ø6 mm, 4 Pack | 1 | 25.08 | https://www.thorlabs.com/thorproduct.cfm?partnumber#ER3-P4 | thorlabs | ER3-P4
|  |  | ER4-P4 - Cage Assembly Rod, 4" Long, Ø6 mm, 4 Pack | 1 | 26.98 | https://www.thorlabs.com/thorproduct.cfm?partnumber#ER4-P4 | thorlabs | ER4-P4
|  |  | ER6-P4 - Cage Assembly Rod, 6" Long, Ø6 mm, 4 Pack | 1 | 32.87 | https://www.thorlabs.com/thorproduct.cfm?partnumber#ER6-P4 | thorlabs | ER6-P4
|  |  | ER8-P4 - Cage Assembly Rod, 8" Long, Ø6 mm, 4 Pack | 1 | 44.46 | https://www.thorlabs.com/thorproduct.cfm?partnumber#ER8-P4 | thorlabs | ER8-P4
|  |  | ER10 - Cage Assembly Rod, 10" Long, Ø6 mm | 4 | 12.7 | https://www.thorlabs.com/thorproduct.cfm?partnumber#ER10 | thorlabs | ER10
|  |  | ER12 - Cage Assembly Rod, 12" Long, Ø6 mm | 2 | 16.8 | https://www.thorlabs.com/thorproduct.cfm?partnumber#ER12 | thorlabs | ER12
| > |  | ER18 - Cage Assembly Rod, 18" Long, Ø6 mm | 2 | 25.5 | https://www.thorlabs.com/thorproduct.cfm?partnumber#ER18 | thorlabs | ER18
Spanner wrenches <
|  |  | SPW801 - Adjustable Spanner Wrench | 1 | 98 | https://www.thorlabs.com/thorproduct.cfm?partnumber#SPW801 | thorlabs | SPW801
| > |  | SPW602 - Spanner Wrench for SM1-Threaded Retaining Rings, Graduated Scale with 0.1" (2.5 mm) Increments, Length # 3.88" | 1 | 26.75 | https://www.thorlabs.com/thorproduct.cfm?partnumber#SPW602 | thorlabs | SPW602
SM1 lens tubes <
|  |  | SM1CP2 - Externally SM1-Threaded End Cap | 2 | 17.75 | https://www.thorlabs.com/thorproduct.cfm?partnumber#SM1CP2 | thorlabs | SM1CP2
|  |  | SM1T2 - SM1 (1.035"-40) Coupler, External Threads, 0.5" Long | 1 | 20.3 | https://www.thorlabs.com/thorproduct.cfm?partnumber#SM1T2 | thorlabs | SM1T2
|  |  | SM1L03 - SM1 Lens Tube, 0.30" Thread Depth, One Retaining Ring Included | 2 | 12.16 | https://www.thorlabs.com/thorproduct.cfm?partnumber#SM1L03 | thorlabs | SM1L03
|  |  | SM1L05 - SM1 Lens Tube, 0.50" Thread Depth, One Retaining Ring Included | 2 | 12.59 | https://www.thorlabs.com/thorproduct.cfm?partnumber#SM1L05 | thorlabs | SM1L05
|  |  | SM1L10 - SM1 Lens Tube, 1.00" Thread Depth, One Retaining Ring Included | 2 | 14.25 | https://www.thorlabs.com/thorproduct.cfm?partnumber#SM1L10 | thorlabs | SM1L10
|  |  | SM1M05 - SM1 Lens Tube Without External Threads, 1/2" Long, Two Retaining Rings Included | 2 | 12.55 | https://www.thorlabs.com/thorproduct.cfm?partnumber#SM1M05 | thorlabs | SM1M05
| > |  | SM1M10 - SM1 Lens Tube Without External Threads, 1" Long, Two Retaining Rings Included | 2 | 13.87 | https://www.thorlabs.com/thorproduct.cfm?partnumber#SM1M10 | thorlabs | SM1M10
Spacers <
|  |  | SM1S01 - Ø1" Plastic Optic Spacer, 0.015" (0.4 mm) in Length, 10 Pack | 2 | 5.51 | https://www.thorlabs.com/thorproduct.cfm?partnumber#SM1S01 | thorlabs | SM1S01
|  |  | SM1S1M - Ø1" Brass Optic Spacer, 1 mm in Length | 6 | 8.06 | https://www.thorlabs.com/thorproduct.cfm?partnumber#SM1S1M | thorlabs | SM1S1M
| > |  | SM2 spacers, C-mount spacers, SM1 spacers : acrylic
Retaining rings <
|  |  | SM1RR - SM1 Retaining Ring for Ø1" Lens Tubes and Mounts | 5 | 4.5 | https://www.thorlabs.com/thorproduct.cfm?partnumber#SM1RR | thorlabs | SM1RR
|  |  | SM2RR - SM2 Retaining Ring for Ø2" Lens Tubes and Mounts | 5 | 6.9 | https://www.thorlabs.com/thorproduct.cfm?partnumber#SM2RR | thorlabs | SM2RR
| > |  | SM30RR - SM30 Retaining Ring for Ø30 mm Lens Mounts | 2 | 11.07 | https://www.thorlabs.com/thorproduct.cfm?partnumber#SM30RR | thorlabs | SM30RR
neutral density filters
power meter <
|  |  | PM100D - Compact Power and Energy Meter Console, Digital 4" LCD | 1 | 1075.08 | https://www.thorlabs.com/thorproduct.cfm?partnumber#PM100D | thorlabs | PM100D
|  |  | S130C - Slim Photodiode Power Sensor, Si, 400 - 1100 nm, 500 mW | 1 | 508.98 | https://www.thorlabs.com/thorproduct.cfm?partnumber#S130C | thorlabs | S130C
> | > |  | S405C - Thermal Power Sensor Head, Surface Absorber, 0.19 - 20 µm, 5 W, Ø10 mm | 1 | 704 | https://www.thorlabs.com/thorproduct.cfm?partnumber#S405C | thorlabs | S405C
extra2 < |  |  |  |  | 193.26
|  |  | R2 - Slip-On Post Collar for Ø1/2" Posts, 1/4"-20 Thumbscrew | 4 | 5 | https://www.thorlabs.com/thorproduct.cfm?partnumber#R2 | thorlabs | R2
|  |  | RMC - Position-Maintaining Post Collar for Ø1/2" Posts and Post Holders | 1 | 26.01 | https://www.thorlabs.com/thorproduct.cfm?partnumber#RMC | thorlabs | RMC
|  |  | KMCP - Kinematic Mount Centering Plate | 1 | 20.4 | https://www.thorlabs.com/thorproduct.cfm?partnumber#KMCP | thorlabs | KMCP
|  |  | KCP2 - Centering Plate for Kinematic Mirror Mount for Ø2" Optic | 2 | 18.26 | https://www.thorlabs.com/thorproduct.cfm?partnumber#KCP2 | thorlabs | KCP2
|  |  | KCP1 - Centering Plate for Kinematic Mirror Mount for Ø1" Optic | 2 | 16.22 | https://www.thorlabs.com/thorproduct.cfm?partnumber#KCP1 | thorlabs | KCP1
> |  |  | T205-2.0 - AT205 Black Aluminum Foil Tape 2" x 81' (50 mm x 25 m) Roll | 1 | 57.89 | https://www.thorlabs.com/thorproduct.cfm?partnumber#T205-2.0 | thorlabs | T205-2.0
extra3 < |  |  |  |  | 1471.17
|  |  | TBB0606 - Large-Area Translation Stage, 6" x 7.66" | 1 | 512.04
|  |  | projector< | 1 | 0
|  |  | TR3 - Ø1/2" Optical Post, SS, 8-32 Setscrew, 1/4"-20 Tap, L # 3" | 10 | 5.42 | https://www.thorlabs.com/thorproduct.cfm?partnumber#TR3 | thorlabs | TR3
|  |  | MC-5 - Lens Tissues, 25 Sheets per Booklet, 5 Booklets | 1 | 10.51 | https://www.thorlabs.com/thorproduct.cfm?partnumber#MC-5 | thorlabs | MC-5
|  |  | RC3 - Rail Carrier, Perpendicular Dovetail | 2 | 31.52 | https://www.thorlabs.com/thorproduct.cfm?partnumber#RC3 | thorlabs | RC3
|  |  | CP02B - 30 mm Cage Mounting Bracket | 4 | 14.5 | https://www.thorlabs.com/thorproduct.cfm?partnumber#CP02B | thorlabs | CP02B
|  |  | PF10-03-P01 - Ø1" Protected Silver Mirror | 2 | 52.02 | https://www.thorlabs.com/thorproduct.cfm?partnumber#PF10-03-P01 | thorlabs | PF10-03-P01
|  |  | CP03 - Ø35 mm Aperture, 30 mm Cage Plate, 0.35" Thick, 8-32 Tap | 1 | 19.33 | https://www.thorlabs.com/thorproduct.cfm?partnumber#cp03 | thorlabs | CP03
|  |  | BA2 - Mounting Base, 2" x 3" x 3/8" | 2 | 7.3 | https://www.thorlabs.com/thorproduct.cfm?partnumber#BA2 | thorlabs | BA2
|  |  | LB1 - Beam Block, 400 - 700 nm, 10 W Max Avg. Power, CW Only, Includes TR3 Post | 2 | 50.49 | https://www.thorlabs.com/thorproduct.cfm?partnumber#LB1 | thorlabs | LB1
|  |  | BT610 - Beam Trap, 400 nm - 2.5 µm, 30 W Max Avg. Power, Pulsed and CW, 8-32 Tap | 1 | 310.98 | https://www.thorlabs.com/thorproduct.cfm?partnumber#BT610 | thorlabs | BT610
|  |  | ER025 - Cage Assembly Rod, 1/4" Long, Ø6 mm | 4 | 5.05 | https://www.thorlabs.com/thorproduct.cfm?partnumber#er025 | thorlabs | ER025
|  |  | TC4 - 18-Piece, Breadboard Mountable Balldriver and Tool Caddy Kit, Imperial | 1 | 75.64 | https://www.thorlabs.com/thorproduct.cfm?partnumber#TC4 | thorlabs | TC4
B1C extra screw
laser module for alignment
|  |  | SS8N013 - 8-32 Stainless Steel Nylon-Tipped Setscrew, 1/8" Long, Pack of 10 | 1 | 11.76 | https://www.thorlabs.com/thorproduct.cfm?partnumber#SS8N013 | thorlabs | SS8N013
|  |  | SS6N013 - 6-32 Nylon-Tipped Setscrew, 1/8" Long, Pack of 10 | 1 | 12.81 | https://www.thorlabs.com/thorproduct.cfm?partnumber#SS6N013 | thorlabs | SS6N013
|  |  | SS3MN3 - M3 x 0.5 Nylon-Tipped Setscrew, 3 mm Long, Pack of 10 | 1 | 11.89 | https://www.thorlabs.com/thorproduct.cfm?partnumber#SS3MN3 | thorlabs | SS3MN3
|  |  | BKF12 - Matte Black Aluminum Foil, 1' x 50' (305 mm x 15.2 m) x .002" (50 µm) Thick | 1 | 31.52 | https://www.thorlabs.com/thorproduct.cfm?partnumber#BKF12 | thorlabs | BKF12
> |  |  | T205-2.0 - AT205 Black Aluminum Foil Tape 2" x 81' (50 mm x 25 m) Roll | 1 | 59.63 | https://www.thorlabs.com/thorproduct.cfm?partnumber#T205-2.0 | thorlabs | T205-2.0
extra4 <
> |  |  | 0 | 5 | 0
extra5 <
|  |  | SM1D12SS - SM1 Lever-Actuated Stainless Steel Iris Diaphragm (Ø0.9 - Ø12 mm) | 1 | 74.07 | https://www.thorlabs.com/thorproduct.cfm?partnumber#SM1D12SS | thorlabs | SM1D12SS |  | For rig alignment. To be used with 30/60mm drop-in cage mounts. Can be used with high power beams.
|  |  | DCP1 - Drop-In 30 mm Cage Mount, Flexure Lock, SM1 Threaded, 0.40" Thick, 2 Retaining Rings | 1 | 22.66 | https://www.thorlabs.com/thorproduct.cfm?partnumber#DCP1 | thorlabs | DCP1 |  | For 30mm cage system drop-in diagonal mounts.
|  |  | QRC1A - Drop-In 30 mm Cage Mount, Spring-Loaded Clamp, 0.30" Thick, 2 Retaining Rings | 1 | 66.46 | https://www.thorlabs.com/thorproduct.cfm?partnumber#QRC1A | thorlabs | QRC1A |  | For 30mm cage system drop-in adjacent rods mounts.
|  |  | LCPA1 - 60 mm Cage Alignment Plate | 1 | 18.81 | https://www.thorlabs.com/thorproduct.cfm?partnumber#LCPA1 | thorlabs | LCPA1
|  |  | QRC2A - SM2-Threaded Quick-Release Cage Mount for the 60 mm Cage System | 1 | 81.69 | https://www.thorlabs.com/thorproduct.cfm?partnumber#QRC2A | thorlabs | QRC2A
|  |  | ER1.5-P4 - Cage Assembly Rod, 1.5" Long, Ø6 mm, 4 Pack | 2 | 22.22 | https://www.thorlabs.com/thorproduct.cfm?partnumber#ER1.5-P4 | thorlabs | ER1.5-P4
|  |  | ER2-P4 - Cage Assembly Rod, 2" Long, Ø6 mm, 4 Pack | 2 | 23.18 | https://www.thorlabs.com/thorproduct.cfm?partnumber#ER2-P4 | thorlabs | ER2-P4
|  |  | ER3-P4 - Cage Assembly Rod, 3" Long, Ø6 mm, 4 Pack | 2 | 25.08 | https://www.thorlabs.com/thorproduct.cfm?partnumber#ER3-P4 | thorlabs | ER3-P4
|  |  | ER4-P4 - Cage Assembly Rod, 4" Long, Ø6 mm, 4 Pack | 2 | 26.98 | https://www.thorlabs.com/thorproduct.cfm?partnumber#ER4-P4 | thorlabs | ER4-P4
|  |  | SM2A6 - Adapter with External SM2 Threads and Internal SM1 Threads | 1 | 25.74 | https://www.thorlabs.com/thorproduct.cfm?partnumber#SM2A6 | thorlabs | SM2A6
|  |  | KCB1 - Right-Angle Kinematic Mirror Mount with Tapped Cage Rod Holes, 30 mm Cage System and SM1 Compatible, 8-32 and 1/4"-20 Mounting Holes | 2 | 143 | https://www.thorlabs.com/thorproduct.cfm?partnumber#KCB1#ad-image-0 | thorlabs | KCB1
|  |  | Ø1" Gimbal Mount for the 30 mm Cage System | 1 | 212.22 | https://www.thorlabs.com/thorproduct.cfm?partnumber#KC45D | thorlabs | KC45D
> |  |  | BHM1 - 6" (155 mm) Magnetic Beam Height Measurement Tool | 1 | 22.06 | https://www.thorlabs.com/thorproduct.cfm?partnumber#BHM1 | thorlabs | BHM1
alignment tools <
|  |  | 1000 - 1500nm Paraline Collimation Tester | 1 | 755 | https://www.edmundoptics.com/p/1000-1500nm-paraline-collimation-tester/13376/ | edmundoptics | 56-483 | Tool for precise positioning of the tube lens to ensure the collimated beam past it.
extra6 <
|  |  | RC1 - Dovetail Rail Carrier, 1.00" x 1.00" (25.4 mm x 25.4 mm), 1/4" (M6) Counterbore | 2 | 25.4 | https://www.thorlabs.com/thorproduct.cfm?partnumber#RC1 | thorlabs | RC1
|  |  | TR3-P5 - Ø1/2" Optical Post, SS, 8-32 Setscrew, 1/4"-20 Tap, L # 3", 5 Pack | 1 | 24.39 | https://www.thorlabs.com/thorproduct.cfm?partnumber#TR3-P5 | thorlabs | TR3-P5
|  |  | TR4-P5 - Ø1/2" Optical Post, SS, 8-32 Setscrew, 1/4"-20 Tap, L # 4", 5 Pack | 1 | 26.42 | https://www.thorlabs.com/thorproduct.cfm?partnumber#TR4-P5 | thorlabs | TR4-P5
|  |  | TR6-P5 - Ø1/2" Optical Post, SS, 8-32 Setscrew, 1/4"-20 Tap, L # 6", 5 Pack | 1 | 32.01 | https://www.thorlabs.com/thorproduct.cfm?partnumber#TR6-P5 | thorlabs | TR6-P5
|  |  | TR8 - Ø1/2" Optical Post, SS, 8-32 Setscrew, 1/4"-20 Tap, L # 8" | 2 | 8.53 | https://www.thorlabs.com/thorproduct.cfm?partnumber#TR8 | thorlabs | TR8
|  |  | PH3-P5 - Ø1/2" Post Holder, Spring-Loaded Hex-Locking Thumbscrew, L # 3", 5 Pack | 1 | 41.35 | https://www.thorlabs.com/thorproduct.cfm?partnumber#PH3-P5#ad-image-0 | thorlabs | PH3-P5
|  |  | ER12 - Cage Assembly Rod, 12" Long, Ø6 mm | 1 | 16.8 | https://www.thorlabs.com/thorproduct.cfm?partnumber#ER12 | thorlabs | ER12
|  |  | UM10-AG - Ø1" Ultrafast-Enhanced Silver Mirror, 750 - 1000 nm | 1 | 98.94 | https://www.thorlabs.com/thorproduct.cfm?partnumber#UM10-AG | thorlabs | UM10-AG
|  |  | LCP08 - 60 mm Cage Plate, SM2 Threads, Enhanced Clamping, 0.5" Thick, 8-32 Tap (One SM2RR Retaining Ring Included) | 1 | 51.48 | https://www.thorlabs.com/thorproduct.cfm?partnumber#LCP08 | thorlabs | LCP08
|  |  | SPT1 - Coarse ±1 mm XY Slip Plate Positioner, 30 mm Cage Compatible | 1 | 64.61 | https://www.thorlabs.com/thorproduct.cfm?partnumber#SPT1 | thorlabs | SPT1
|  |  | AC254-150-B - f # 150.0 mm, Ø1" Achromatic Doublet, ARC: 650 - 1050 nm | 1 | 91.67 | https://www.thorlabs.com/thorproduct.cfm?partnumber#AC254-150-B | thorlabs | AC254-150-B
|  |  | AC254-040-B - f # 40.0 mm, Ø1" Achromatic Doublet, ARC: 650 - 1050 nm | 1 | 91.67 | https://www.thorlabs.com/thorproduct.cfm?partnumber#AC254-040-B | thorlabs | AC254-040-B
|  |  | AC508-250-B - f # 250.0 mm, Ø2" Achromatic Doublet, ARC: 650 - 1050 nm | 1 | 138.68 | https://www.thorlabs.com/thorproduct.cfm?partnumber#AC508-250-B | thorlabs | AC508-250-B
|  |  | Fixed Kinematic Stop, 0.74" (18.8 mm) Long Slot | 2 | 16.28 | https://www.thorlabs.com/thorproduct.cfm?partnumber#KL01 | thorlabs | KL01
|  |  | Adjustable Kinematic Positioner, 0.85" (21.6 mm) Long Slot | 2 | 24.37 | https://www.thorlabs.com/thorproduct.cfm?partnumber#KL02 | thorlabs | KL02
|  |  | Spring-Loaded Plunger, 0.85" (21.6 mm) Long Slot | 2 | 30.5 | https://www.thorlabs.com/thorproduct.cfm?partnumber#KL03 | thorlabs | KL03
extra7 <
|  |  | LG9 - Laser Safety Glasses, Amber Lenses, 25% Visible Light Transmission, Universal Style | 1 | 206 | https://www.thorlabs.com/thorproduct.cfm?partnumber#LG9 | thorlabs | LG9 | 750 to 1064 nm, OD # 7+ ; >750 to 1064 nm (IRM LB7)
|  |  | AC254-030-B - f # 30.0 mm, Ø1" Achromatic Doublet, ARC: 650 - 1050 nm | 2 | 91.67 | https://www.thorlabs.com/thorproduct.cfm?partnumber#AC254-030-B | thorlabs | AC254-030-B | potential plossl duplet for 200mm tube lens
|  |  | VRC4 - IR Detector Card, 790 - 840 nm, 870 - 1070 nm, 1500 - 1590 nm | 1 | 84.84 | https://www.thorlabs.com/thorproduct.cfm?partnumber#VRC4 | thorlabs | VRC4 | Best laser card for NIR light. Doesn't require charging with visible light --> no need to move the spot across the card.
> |  |  | SPT1 - Coarse ±1 mm XY Slip Plate Positioner, 30 mm Cage Compatible | 4 | 64.61 | https://www.thorlabs.com/thorproduct.cfm?partnumber#SPT1 | thorlabs | SPT1 | 2 are needed for the initial, post-laser telescope
extra8<
|  |  | N-BK7 Plano-Convex Lenses (Uncoated), 1": 25.4--400mm |  |  | https://www.thorlabs.com/newgrouppage9.cfm?objectgroup_id#112 | thorlabs
|  |  | ER1.5-P4 - Cage Assembly Rod, 1.5" Long, Ø6 mm, 4 Pack | 1 | 22.22 | https://www.thorlabs.com/thorproduct.cfm?partnumber#ER1.5-P4 | thorlabs | ER1.5-P4
|  |  | P50D - Ø1" Mounted Precision Pinhole, 50 ± 3 µm Pinhole Diameter | 1 | 69.53 | https://www.thorlabs.com/thorproduct.cfm?partnumber#P50D | thorlabs | P50D | The precision pinhole to clean up the gaussian fs beam. 40um is a better fit, but there is no high-power version of that pinhole at Thorlabs.
> |  |  | CXY1 30 mm Cage System, XY Translating Lens Mount for Ø1" Optics | 1 | 181.75 | https://www.thorlabs.com/newgrouppage9.cfm?objectgroup_id#184&pn#SPT1 | thorlabs | CXY1 | x-y adjustable mount for the precision pinhole

## enclosure
cat2 | cat1 | cat0 | Assembly | Part name | Qty | Price each, $ | Url | Vendor | catalog # | lead time, weeks | file path | Notes | ordered | Alt part | Alt price | Alt notes
imaging path <
|  |  |  | Table Clamp for 25 mm Rails | 2 | 12.18 | https://www.thorlabs.com/newgrouppage9.cfm?objectgroup_id#6748 | thorlabs | XE25CL2
|  |  |  | Slim Right-Angle Bracket with Counterbored Slots | 4 | 27.04 | https://www.thorlabs.com/newgrouppage9.cfm?objectgroup_id#223 | thorlabs | AB90H
|  |  |  | Low-Profile T-Nut 1/4"-20 Tapped Hole Qty: 10 | 2 | 10.3 | https://www.thorlabs.com/newgrouppage9.cfm?objectgroup_id#4101 | thorlabs | XE25T3
|  |  |  | Drop-In T-Nut 1/4"-20 Tapped Hole Qty: 10 | 1 | 30.21 | https://www.thorlabs.com/newgrouppage9.cfm?objectgroup_id#4101 | thorlabs | XE25T1
|  |  |  | Hinge for 25 mm Rail Enclosures | 2 | 10.93 | https://www.thorlabs.com/newgrouppage9.cfm?objectgroup_id#6751 | thorlabs | XE25H
|  |  |  | 1" Construction Cube with Slotted Corners Three 1/4" (M6) Counterbored Holes | 4 | 20.38 | https://www.thorlabs.com/newgrouppage9.cfm?objectgroup_id#195 | thorlabs | RM1S
|  |  |  | Black Hardboard 24" x 24" (610 mm x 610 mm) 5 mm Thick 3 Sheets | 4 | 67.24 | https://www.thorlabs.com/thorproduct.cfm?partnumber#TB4 | thorlabs | TB4
|  |  |  | 20" Long Construction Rail | 2 | 25.95 | https://www.thorlabs.com/newgrouppage9.cfm?objectgroup_id#194 | thorlabs | XE25L20
|  |  |  | 28" Long Construction Rail | 4 | 34.94 | https://www.thorlabs.com/newgrouppage9.cfm?objectgroup_id#194 | thorlabs | XE25L28
|  |  | > | 30" Long Construction Rail | 2 | 37.3 | https://www.thorlabs.com/newgrouppage9.cfm?objectgroup_id#194 | thorlabs | XE25L30
|  |  |  | Hook and Loop with Adhesive Backing, 1" Wide x 50 Feet Long | 1 | 55.78 | https://www.mcmaster.com/9273K41 | mcmaster | 9273K41
|  |  |  | #65, 20" x 26", 2 Sheets, Non-Adhesive Flock Paper | 1 | 20 | https://www.edmundoptics.com/p/65-20quot-x-26quot-2-sheets-non-adhesive-flock-paper/11270/ | edmundoptics | 54-582
photostim + part pre-rig <
|  |  | photostim rails, thorlabs < |  |  | 359.72
|  |  |  | 28" Long Construction Rail | 5 | 34.94 | https://www.thorlabs.com/newgrouppage9.cfm?objectgroup_id#194 | thorlabs | XE25L28
|  |  |  | 20" Long Construction Rail | 1 | 25.95 | https://www.thorlabs.com/newgrouppage9.cfm?objectgroup_id#194 | thorlabs | XE25L20
|  |  |  | 18" Long Construction Rail | 2 | 24.35 | https://www.thorlabs.com/thorproduct.cfm?partnumber#XE25L18 | thorlabs | XE25L18
|  |  |  | 24" Long Construction Rail | 3 | 31.38 | https://www.thorlabs.com/thorproduct.cfm?partnumber#XE25L24 | thorlabs | XE25L24 |  |  | actual required length: 22
|  |  | > | 9" Long Construction Rail | 1 | 16.23 | https://www.thorlabs.com/thorproduct.cfm?partnumber#XE25L09 | thorlabs | XE25L09
|  |  | photostim rails, mcmaster, cut to length < |  |  | 143.63
|  |  |  | 28" (cut to length) T-Slotted Framing, Single Rail, Black, 1" High x 1" Wide, Solid | 5 | 14.84 | https://www.mcmaster.com/47065T807 | mcmaster | XE25L28 | 5
|  |  |  | 20" (cut to length) T-Slotted Framing, Single Rail, Black, 1" High x 1" Wide, Solid | 1 | 10.6 | https://www.mcmaster.com/47065T807 | mcmaster | XE25L20 | 5
|  |  |  | 18" (cut to length) T-Slotted Framing, Single Rail, Black, 1" High x 1" Wide, Solid | 2 | 9.54 | https://www.mcmaster.com/47065T807 | mcmaster | XE25L18 | 5
|  |  |  | 22" (cut to length) T-Slotted Framing, Single Rail, Black, 1" High x 1" Wide, Solid | 3 | 11.66 | https://www.mcmaster.com/47065T807 | mcmaster | XE25L24 | 5
|  |  | > | 9" (cut to length) T-Slotted Framing, Single Rail, Black, 1" High x 1" Wide, Solid | 1 | 4.77 | https://www.mcmaster.com/47065T807 | mcmaster | XE25L09 | 5
|  |  | photostim rails, mcmaster, cut yourself < |  |  | 147.41
|  |  |  | 3 ft, T-Slotted Framing, Single Rail, Black, 1" High x 1" Wide, Solid | 6 | 15.36 | https://www.mcmaster.com/47065t503-47065T246 | mcmaster | 47065T503 |  |  | 5 x 28" + 9" + 18"
|  |  | > | 2 ft, T-Slotted Framing, Single Rail, Black, 1" High x 1" Wide, Solid | 5 | 11.05 | https://www.mcmaster.com/47065t503-47065T435 | mcmaster | 47065T503 |  |  | 3 x 22" + 20" + 18"
|  |  | rail joiners < |  |  | 154.01
|  |  |  | 1" Construction Cube with Slotted Corners Three 1/4" (M6) Counterbored Holes | 2 | 20.38 | https://www.thorlabs.com/newgrouppage9.cfm?objectgroup_id#195 | thorlabs | RM1S |  |  | !NOTICE that these cubes assume tapped rails. McMaster rails need to be tapped prior to use (easy and fast though, as there is a hole in the rails).
|  |  |  | T-Slotted Framing, Black Corner Surface Bracket for 1" High Single Rail | 7 | 12.04 | https://www.mcmaster.com/47065t317 | mcmaster | 47065T317
|  |  |  | T-Slotted Framing, Black Tee Surface Bracket for 1" High Single Rail | 1 | 11.47 | https://www.mcmaster.com/47065T315 | mcmaster | 47065T315
|  |  | > | Black Corner Bracket, 2" Long, for 1" High Rail T-Slotted Framing | 2 | 8.75 | https://www.mcmaster.com/47065T311 | mcmaster | 47065T311
panels <
final panel sizes (can be ordered as custom sized panels, e.g., at Thorlabs). Prices is $40-50 per panel. <
|  |  |  | 18.5 x 27.5 | [5 empty] | 14 |  | front, WxH
|  |  |  | 18.5 x 22 |  |  |  | thorlabs |  | 14 |  | top, WxH
|  |  |  | 22.5 x 18.5 |  |  |  | thorlabs |  | 14 |  | right top, WxH
|  |  |  | 18.5 x 28.25 |  |  |  | thorlabs |  | 14 |  | back, WxH
|  |  |  | 12.5 x 9.25 |  |  |  | thorlabs |  | 14 |  | right bottom-right
|  |  |  | 9.5 x 9.25 |  |  |  | thorlabs |  | 14 |  | right bottom-left
|  | > |  | 1.5 x 28.25 |  |  |  | thorlabs |  | 14 |  | left back
easy to cut custom panels <
easy to cut custom panels <
|  |  | > | 28.25 x 18.5 | 3 |  |  | thorlabs |  | 14
18.5 x 27.5
18.5 x 28.25
|  | > |  | 1.5 x 28.25
|  |  |  | Black Hardboard 24" x 24" (610 mm x 610 mm) 5 mm Thick 3 Sheets | 2 | 67.24 | https://www.thorlabs.com/thorproduct.cfm?partnumber#TB4 | thorlabs | TB4

## alignment tools
cat2 | cat1 | cat0 | Assembly | Part name | Qty | Price each, $ | Url | Vendor | catalog # | lead time, weeks | file path | Notes | ordered | Alt part | Alt price | Alt notes
post colar
viewing cards <
VRC4CPT
VRC4
|  |  | > | modify with gluing a cutoff of VRC4 to visualize IR beam |  |  |  |  | LCPA1
post holder for VRC4CPT at the light source level <
>

## optics
| reflectance / transmission | GDD | zemax
PF10-03-P01 | Silver_Coating_Comparsion_Data.xlsx | Dispersion-Enhanced_Silver.xlsx; Dispersion_Enhanced_Silver_GDD_780_2.gif
UFBS5050 | Ultrafast_Beamsplitter_Raw_Data.xlsx | Group_Delay_Transmission2_780.gif; Group_Delay_Reflection_780.gif
AC254-045-B | AC254-045-B.xlsx |  | AC254-045-B-Zemax.zar ; AC254-045-B-Zemax(ZMX).zmx
AC254-125-B | AC254-125-B_FLShift.xlsx |  | AC254-125-B-Zemax.zar ; AC254-125-B-Zemax(ZMX).zmx
GL10-B | Calcite_Transmission_ABCC26.xlsx ; Calcite_ARC_ABCC26.xlsx |  | GL10-B-Zemax.zar
PF10-03-P01
PF10-03-P01
PF10-03-P01
galvo mirror
MPD229-M01 | M01_Raw_Data_Sheet.xlsx
MPD229-M01
galvo mirror
optotune lens
AC300-080-B | AC300-080-B-transmission.xlsx |  | AC300-080-B-Zemax.zar ; AC300-080-B-Zemax(ZMX).zmx
CCM1-PBS252
PF20-03-P01
PF20-03-P01
AC508-200-B | AC508-200-B-transmission.xlsx |  | AC508-200-B-Zemax.zar ; AC508-200-B-Zemax(ZMX).zmx
FF735-Di02 | FF735-Di02_Spectrum.txt
FF562-Di03 | FF562-Di03_Spectrum.TXT
Olympus | Olympus_chart_xlumplfln_20xw.png
LA1708-A | A_Broadband_AR-Coating.xlsx |  | LA1708-A-Zemax.zar ; LA1708-A-Zemax(ZMX).zmx
Semrock F01-514/30 | FF01-514_30_Spectrum.txt
FGB39 | FGB39-transmission.xlsx
LA1951-A | A_Broadband_AR-Coating.xlsx |  | LA1951-A-Zemax.zar ; LA1951-A-Zemax(ZMX).zmx
LA1708-A
FF660-Di02 | FF660-Di02_Spectrum.TXT
LA1027-A | A_Broadband_AR-Coating.xlsx |  | LA1027-A-Zemax.zar ; LA1027-A-Zemax(ZMX).zmx
Chroma ET750sp-2p8 | ET750sp-2p8-5337-ascii-transmission.txt
Hamamatsu 1
Hamamatsu 1

## lasers, tables
Class1 | Assembly | skip | Part name | Qty | Price each, $ | url | vendor | catalog # | Notes
|  |  | InSight X3 femtosecond laser | 1 | 280000 |  | Spectra-Physics |  | Discounted by roughly 30% as ?a deal for the new lab? , laser beam diameter 1.1mm+-0.2mm ((1/e^2)^3), horizontal polarization
|  |  | Newport air table RS2000-48-8 + isolators S-2000A-423.5 | 1 | 9295
|  |  | Research Grade Optical Table, 1200 x 2400 x 203 mm, Metric M6 Holes, Model: M-RS2000-48-8 | 1 | 5500 | https://www.newport.com/p/M-RS2000-48-8 | newport |  | Table in Duke. At Harvard the table is of same size.
Newport air table assembly <
Computer/Electronics rig rack <
|  |  | NavePoint 42U Professional 4-Post IT Open Frame Server Network Relay Rack 800mm Casters Black (81.75"H x 23.5"W x 31.5"D) | 1 | 261.19 | https://www.amazon.com/gp/product/B072MKP6M4/ref#ppx_od_dt_b_asin_title_s00?ie#UTF8&psc#1 | amazon
|  |  | NavePoint 22U Professional 4-Post IT Open Frame Server Network Relay Rack 800mm Casters Black (47"H x 23.5"W x 31.5"D) | 1 | 239.95 | https://www.amazon.com/dp/B072K15WVT/ref#sspa_dk_detail_7?psc#1&pd_rd_i#B072K15WVT&pd_rd_w#8hBHQ&pf_rd_p#45a72588-80f7-4414-9851-786f6c16d42b&pd_rd_wg#1xY2s&pf_rd_r#M59N66RDCSCYNYTQHQVX&pd_rd_r#5ac254f2-0cdc-48ab-8acf-aa7a6afcbe12&spLa#ZW5jcnlwdGVkUXVhbGlmaWVyPUEyUzhITTEySEhTQjJOJmVuY3J5cHRlZElkPUEwNjEwMDkxM0VYOTVOM0xJMjBWQiZlbmNyeXB0ZWRBZElkPUEwMDc0MjM3SVk3Vk9CQzBXR1YxJndpZGdldE5hbWU9c3BfZGV0YWlsJmFjdGlvbj1jbGlja1JlZGlyZWN0JmRvTm90TG9nQ2xpY2s9dHJ1ZQ## | amazon
|  |  | StarTech.com 1U Adjustable Vented Server Rack Mount Shelf - 175lbs - 19.5 to 38in Deep Universal Tray for 19" AV/Network Equipment Rack (ADJSHELF) | 1 | 83.99 | https://www.amazon.com/dp/B0013KCLQC/ref#sspa_dk_detail_3?pd_rd_i#B0013KCLQC&pd_rd_w#SxUlg&pf_rd_p#45a72588-80f7-4414-9851-786f6c16d42b&pd_rd_wg#MIcwi&pf_rd_r#M0BHNMMZS1J864RNJ9Q7&pd_rd_r#af48eb2b-0d16-4931-b092-0aefe5be8054&spLa#ZW5jcnlwdGVkUXVhbGlmaWVyPUFQTDY5RkIwQ0lRN0gmZW5jcnlwdGVkSWQ9QTA5Nzk1MjgyS09JMTZQNjRLNjdMJmVuY3J5cHRlZEFkSWQ9QTAwMzkzMzdVNUs5TkFYUVdORVkmd2lkZ2V0TmFtZT1zcF9kZXRhaWwmYWN0aW9uPWNsaWNrUmVkaXJlY3QmZG9Ob3RMb2dDbGljaz10cnVl&th#1 | amazon
|  |  | StarTech.com 2U Vented Server Rack Mount Shelf - 22in Deep Cantilever Universal Tray for 19" AV, Data & Network Equipment Rack - 50lbs (CABSHELF22V) | 1 | 47.6 | https://www.amazon.com/StarTech-com-Vented-Server-Mount-Shelf/dp/B008X3JIVS?ref#dp_atch_dss_sdp_ce_2 | amazon
|  |  | NavePoint Rack Mount Drawer for 19-Inch Server Cabinet Case Or DJ with Lock and Key 2U Black | 1 | 53.95 | https://www.amazon.com/gp/product/B019JJIE0K/ref#ppx_yo_dt_b_search_asin_title?ie#UTF8&psc#1 | amazon
|  |  | NavePoint 1U 19-Inch Fixed 4-Post Rack Mount Server Shelf with Adjustable Depth from 18-42 Inch Black | 1 | 53.75 | https://www.amazon.com/gp/cart/view.html/ref#lh_cart | amazon
|  |  | Pyle 19 Outlet 1U 19" Rackmount PDU Power Distribution Supply Center Conditioner Strip Unit Surge Protector 15 Amp Circuit Breaker 4 USB Multi Device Charge Ports 15FT Cord (PCO865) | 1 | 79.99 | https://www.amazon.com/Pyle-Rackmount-Distribution-Conditioner-PCO865/dp/B072RC5NZQ/ref#sr_1_11?crid#1DFA5YUJ5P0XQ&keywords#rackmount+power+strip&qid#1573570029&s#electronics&sprefix#rackmount+%2Celectronics%2C143&sr#1-11 | amazon
|  |  | CyberPower OR500LCDRM1U Smart App LCD UPS System, 500VA/300W, 6 Outlets, AVR, 1U Rackmount | 1 | 149.95 | https://www.amazon.com/CyberPower-OR500LCDRM1U-System-Outlets-Rackmount/dp/B000XJJN60?ref#dp_atch_dss_sdp_ce_6 | amazon
|  |  | Magichold Ergonomic Keyboard/Laptop/Tablet/Mouse Stand Holder Mount for Workstation/Video Gaming/etc (can be Installed to Your Chair Column or Any Round bar with max 1.96 inch Diagonal Thickness, | 1 | 79.99 | https://www.amazon.com/gp/product/B0774WZ7X2/ref#ppx_yo_dt_b_search_asin_title?ie#UTF8&psc#1 | amazon

## electronics
Status | Category | Assembly | item | quantity | price, $ | url | vendor | part # | mfr # | notes | part #, runner-up | url runner-up | vendor runner-up | price, $ | notes2
| BNC cables < |  |  |  |  | https://www.digikey.com/products/en/cable-assemblies/coaxial-cables-rf/456?k#bnc+cable+50+ohm&k#&pkeyword#bnc+cable+50+ohm&sv#0&pv2157#u1GHz&pv2157#u2GHz&pv2157#u4GHz&sf#0&FV#74001e%2C740022%2Cb5800b3%2Cb5800b4%2Cb5c00a2%2C1f140000%2Cmu50+Ohms%7C2080%2Cffe001c8&quantity#&ColumnSort#-1000009&page#1&stock#1&nstock#1&pageSize#25 | digikey |  |  |  |  | search for 1+GHz cables. !Note that there are no cables >2m on Digikey with certified max frequency of 1+GHz.
|  |  | CBL ASSY BNC PLUG-PLUG RG59 5' | 3 | 14.77 | https://www.digikey.com/product-detail/en/cinch-connectivity-solutions-johnson/415-0057-060/J10474-ND/457323 | digikey | J10474-ND | 415-0057-060
|  |  | CBL ASSY BNC PLUG-PLUG 6.6' | 3 | 16.52 | https://www.digikey.com/product-detail/en/cal-test-electronics/CT2417-200-0/CT2417-200-0-ND/5028508 | digikey | CT2417-200-0-ND | CT2417-200-0
|  |  | Belkin RG58 50-Ohm Thin Ethernet Coaxial Cable with BNC to BNC Male Connectors (6 Feet) | 2 | 9.09 | https://www.amazon.com/gp/product/B00004Z5KG/ref#ppx_od_dt_b_asin_title_o00_s00?ie#UTF8&psc#1 | amazon |  |  |  |  | notice that it isn't rated for max frequency which is most likely ~10kHz
| > |  | Sumnacon BNC Male Connector to Dual Alligator Clip + Minigrabber Test Lead, 300 V 50 Ohm BNC Test Cable Oscilloscope Test Probe Leads With Marker Ring | 1 | 9.99 | https://www.amazon.com/gp/product/B07F8PFX4C/ref#ppx_od_dt_b_asin_title_o00_s00?ie#UTF8&psc#1 | amazon |  |  |  |  | notice that it isn't rated for max frequency which is most likely ~10kHz
BNC connector plug, male < | [5 empty] | https://www.digikey.com/products/en/connectors-interconnects/coaxial-connectors-rf/437?FV#7c0145%2C7c0039%2Cf0005c%2Cc84001d%2C1f140000%2Cmu1.2GHz%7C2157%2Cmu1.5GHz%7C2157%2Cmu1.8GHz%7C2157%2Cmu1.9GHz%7C2157%2Cmu100GHz%7C2157%2Cmu10GHz%7C2157%2Cmu110GHz%7C2157%2Cmu11GHz%7C2157%2Cmu12.4GHz%7C2157%2Cmu12.5GHz%7C2157%2Cmu12GHz%7C2157%2Cmu14GHz%7C2157%2Cmu15GHz%7C2157%2Cmu16GHz%7C2157%2Cmu18GHz%7C2157%2Cmu1GHz%7C2157%2Cmu2.15GHz%7C2157%2Cmu2.2GHz%7C2157%2Cmu2.4GHz%7C2157%2Cmu2.5GHz%7C2157%2Cmu2.6GHz%7C2157%2Cmu20GHz%7C2157%2Cmu22GHz%7C2157%2Cmu24GHz%7C2157%2Cmu25GHz%7C2157%2Cmu26.5GHz%7C2157%2Cmu26GHz%7C2157%2Cmu27GHz%7C2157%2Cmu28GHz%7C2157%2Cmu2GHz%7C2157%2Cmu3.4GHz%7C2157%2Cmu3.5GHz%7C2157%2Cmu3.6GHz%7C2157%2Cmu30GHz%7C2157%2Cmu35GHz%7C2157%2Cmu38GHz%7C2157%2Cmu3GHz%7C2157%2Cmu4.5GHz%7C2157%2Cmu40GHz%7C2157%2Cmu45GHz%7C2157%2Cmu4GHz%7C2157%2Cmu50GHz%7C2157%2Cmu5GHz%7C2157%2Cmu60GHz%7C2157%2Cmu65GHz%7C2157%2Cmu67GHz%7C2157%2Cmu6GHz%7C2157%2Cmu7.5GHz%7C2157%2Cmu70GHz%7C2157%2Cmu7GHz%7C2157%2Cmu8.3GHz%7C2157%2Cmu80GHz%7C2157%2Cmu8GHz%7C2157%2Cmu9.5GHz%7C2157%2Cffe001b5%2C700a69&quantity#1&ColumnSort#-1000009&page#1&stock#1&nstock#1&pageSize#25 | digikey |  |  | 50Ohm, BNC, 1GHz+, Plug, Male Pin, Crimp
> |  |  | BNC Connector Plug, Male Pin 50Ohm Free Hanging (In-Line) Crimp | 25 | 2.3 | https://www.digikey.com/product-detail/en/amphenol-rf-division/31-315-RFX/ARFX1049-ND/100584 | digikey | ARFX1049-ND | 31-315-RFX | compatible with RG-174 BNC cable carrying in for C12597-01 Hamamatsu PMT socket
BNC Jack, Female Socket To BNC Jack < | [9 empty] | 50Ohm, 4GHz,
|  |  | Adapter Coaxial Connector BNC Jack, Female Socket To BNC Jack, Female Socket 50Ohm | 10 | 4.55 | https://www.digikey.com/product-detail/en/amphenol-rf-division/112443/ACX1058-ND/1011735 | digikey | ACX1058-ND | 112443
> |  |  | Adapter Coaxial Connector BNC Jack, Female Socket To BNC Jack, Female Socket 50Ohm | 1 | 18.38 | https://www.digikey.com/products/en?keywords#arf1073-nd | digikey | ARF1073-ND | 31-4803
DAQ cards <
|  | NI multifunctional < |  |  | 2868 | https://www.ni.com/en-us/shop/select/multifunction-io-device
|  |  | NI PCIe-6374, 4 AI (16-Bit, 3.5 MS/s/ch), 2 AO (16 bit, 3.3 MS/s), 24 DIO | 1 | 2380 | https://www.ni.com/en-us/support/model.pcie-6374.html | National Instruments | PCIe-6374
|  |  | SCB-68A Noise Rejecting, Shielded I/O Connector Block | 1 | 340 |  | National Instruments | 782536-01 |  | Listed under accessories for a cards. No individual web page.
|  | > | SHC68-68-EPM Shielded Cable, 68-D-Type to 68 VHDCI, Offset, 2 m | 1 | 148 |  | National Instruments | 192061-02 |  | Listed under accessories for a cards. No individual web page.
|  |  | reminder: DAQ card: 1 input channel | 1
120mm fan <
>